## SQP C78
|  |  |  | PPO DESIGNATIONS |  | Type 1 OPTO-RIBBONS |  |  |  |  | PP1a MT16 ROW NUMBER |  |  |  |  | Type2 OPTO CABLES | [13 empty] | ROD DESIGNATION
| Side Octant |  | Local Support Designator | PP0 Flex Location Designator | OptoPack Designator | MT8 | Ribbon Length | Pigtail Ribbon Marker | MT16 | PP1 Connector Position | Column 1 | Column 2 | Column 3 | Column 4 | Opto Cable Number | CABLE Unique Identifier | MT16 Connector Number | Ribbon Designator | Fiber-1 | Fiber-2 | Fiber-3 | Fiber-4 | Fiber-5 | Fiber-6 | Fiber-7 | Fiber-8 | Signal Type | SIGNAL SOURCE | MT8 Connector Number | BOC Designator | ROD Designator | Crate Designator | Rack ID Number
SQP C78 | C7 | Outer Service Panell |  | PP0_SQP-C78-OP-C7-P6R-T | TTC | 1 | SHORT | ¦ | 1 | 11 | 1 |  |  |  | 1 | IP-OPTO-C78-1 | MT1 | -R1 |  | MIC | M2C | M3C | M4C | M5C | M6C |  | CONTROL | B-LAYER | MT1
|  |  |  | PP0_SQP-C78-OP-C7-P5R-T | TTC | 2 | SHORT | ¦¦ | [9 empty] | -R2 |  | MIC | M2C | M3C | M4C | M5C | M6C |  |  | B-LAYER | MT2
|  |  |  | PP0_SQP-C78-OP-C7-P2R-T | TTC | 3 | SHORT | ¦¦¦ | 2 | 12 |  | 1 |  |  |  |  | MT2 | -R3 |  | M6 | M1 | M4 | M3 | M5 | M2 |  |  | DISK | MT3
|  |  |  | PP0_SQP-C78-OP-C7-P1R-T | TTC | 4 | SHORT | ¦¦¦¦ | [9 empty] | -R4 | [9 empty] | DARK | MT4 | bar: Fiber-2 to Fiber-8
|  |  |  | PP0_SQP-C78-OP-C7-P6R-B | TTC | 5 | LONG | ¦¦¦¦¦ | 3 | 13 |  |  | 1 |  |  |  | MT3 | -R5 |  | M0C | MIC | M2C | M3C | M4C | M5C | M6C |  | B-LAYER | MT5
|  |  |  | PP0_SQP-C78-OP-C7-P5R-B | TTC | 6 | LONG | ¦¦¦¦¦¦ | [9 empty] | -R6 |  | M0C | MIC | M2C | M3C | M4C | M5C | M6C |  | B-LAYER | MT6
|  |  |  | PP0_SQP-C78-OP-C7-P2R-B | TTC | 7 | LONG | ¦¦¦¦¦¦¦ | 4 | 14 |  |  |  | 1 |  |  | MT4 | -R7 |  | M0C | MIC | M2C | M3C | M4C | M5C | M6C |  | B-LAYER | MT7
|  |  |  | PP0_SQP-C78-OP-C7-P1R-B | TTC | 8 | LONG | ¦¦¦¦¦¦¦¦ | [9 empty] | -R8 |  | M0C | MIC | M2C | M3C | M4C | M5C | M6C |  | B-LAYER | MT8
| C7 | Outer Service Panell |  | PP0_SQP-C78-OP-C7-P6R-T | DTO-2 | 1 | SHORT | ¦ | 1 | 21 | 2 |  |  |  | 2 | IP-OPTO-C78-2 | MT1 | -R1 |  | M6 | M1 | M4 | M3 | M5 | M2 |  | DATA | DISK | MT1
|  |  |  | PP0_SQP-C78-OP-C7-P5R-T | DTO | 2 | SHORT | ¦¦ | [9 empty] | -R2 |  | M0C | MIC | M2C | M3C | M4C | M5C | M6C |  | B-LAYER | MT2
|  |  |  | PP0_SQP-C78-OP-C7-P2R-T | DTO | 3 | SHORT | ¦¦¦ | 2 | 22 |  | 2 |  |  |  |  | MT2 | -R3 |  | M0C | MIC | M2C | M3C | M4C | M5C | M6C |  | B-LAYER | MT3
|  |  |  | PP0_SQP-C78-OP-C7-P1R-T | DTO | 4 | SHORT | ¦¦¦¦ | [9 empty] | -R4 |  | M0C | MIC | M2C | M3C | M4C | M5C | M6C |  | B-LAYER | MT4
|  |  |  | PP0_SQP-C78-OP-C7-P6R-B | DTO | 5 | LONG | ¦¦¦¦¦ | 3 | 23 |  |  | 2 |  |  |  | MT3 | -R5 |  | MIC | M2C | M3C | M4C | M5C | M6C |  |  | DISK | MT5
|  |  |  | PP0_SQP-C78-OP-C7-P5R-B | DTO | 6 | LONG | ¦¦¦¦¦¦ | [9 empty] | -R6 |  | MIC | M2C | M3C | M4C | M5C | M6C |  |  | B-LAYER | MT6
|  |  |  | PP0_SQP-C78-OP-C7-P2R-B | DTO | 7 | LONG | ¦¦¦¦¦¦¦ | 4 | 24 |  |  |  | 2 |  |  | MT4 | -R7 |  | MIC | M2C | M3C | M4C | M5C | M6C |  |  | B-LAYER | MT7
|  |  |  | PP0_SQP-C78-OP-C7-P1R-B | DTO | 8 | LONG | ¦¦¦¦¦¦¦¦ | [9 empty] | -R8 |  | MIC | M2C | M3C | M4C | M5C | M6C |  |  | DISK | MT8
| C8 | Outer Service Panell |  | PP0_SQP-C78-OP-C8-P6L-T | TTC | 1 | SHORT | ¦ | 1 | 31 | 3 |  |  |  | 3 | IP-OPTO-C78-3 | MT1 | -R1 |  | M0C | MIC | M2C | M3C | M4C | M5C | M6C | CONTROL | LAYER-2 | MT1
|  |  |  | PP0_SQP-C78-OP-C8-P5L-T | TTC | 2 | SHORT | ¦¦ | [9 empty] | -R2 |  | M0C | MIC | M2C | M3C | M4C | M5C | M6C |  | LAYER-2 | MT2
|  |  |  | PP0_SQP-C78-OP-C8-P2L-T | TTC | 3 | SHORT | ¦¦¦ | 2 | 32 |  | 3 |  |  |  |  | MT2 | -R3 | [9 empty] | DARK | MT3 | bar: Fiber-2 to Fiber-8
|  |  |  | PP0_SQP-C78-OP-C8-P1L-T | TTC | 4 | SHORT | ¦¦¦¦ | [9 empty] | -R4 |  | MIC | M2C | M3C | M4C | M5C | M6C |  |  | LAYER-2 | MT4
|  |  |  | PP0_SQP-C78-OP-C8-P6L-B | TTC | 5 | LONG | ¦¦¦¦¦ | 3 | 33 |  |  | 3 |  |  |  | MT3 | -R5 |  | M0C | MIC | M2C | M3C | M4C | M5C | M6C |  | LAYER-2 | MT5
|  |  |  | PP0_SQP-C78-OP-C8-P5L-B | TTC | 6 | LONG | ¦¦¦¦¦¦ | [9 empty] | -R6 |  | M6 | M1 | M4 | M3 | M5 | M2 |  |  | DISK | MT6
|  |  |  | PP0_SQP-C78-OP-C8-P2L-B | TTC | 7 | LONG | ¦¦¦¦¦¦¦ | 4 | 34 |  |  |  | 3 |  |  | MT4 | -R7 |  | MIC | M2C | M3C | M4C | M5C | M6C |  |  | LAYER-2 | MT7
|  |  |  | PP0_SQP-C78-OP-C8-P1L-B | TTC | 8 | LONG | ¦¦¦¦¦¦¦¦ | [9 empty] | -R8 |  | MIC | M2C | M3C | M4C | M5C | M6C |  |  | LAYER-2 | MT8
| C8 | Outer Service Panell |  | PP0_SQP-C78-OP-C8-P6L-T | DTO | 1 | SHORT | ¦ | 1 | 41 | 4 |  |  |  | 4 | IP-OPTO-C78-4 | MT1 | -R1 |  | M0C | MIC | M2C | M3C | M4C | M5C | M6C | DATA | LAYER-2 | MT1
|  |  |  | PP0_SQP-C78-OP-C8-P5L-T | DTO | 2 | SHORT | ¦¦ | [9 empty] | -R2 |  | M0C | MIC | M2C | M3C | M4C | M5C | M6C |  | LAYER-2 | MT2
|  |  |  | PP0_SQP-C78-OP-C8-P2L-T | DTO | 3 | SHORT | ¦¦¦ | 2 | 42 |  | 4 |  |  |  |  | MT2 | -R3 | [9 empty] | DARK | MT3 | bar: Fiber-2 to Fiber-8
|  |  |  | PP0_SQP-C78-OP-C8-P1L-T | DTO | 4 | SHORT | ¦¦¦¦ | [9 empty] | -R4 |  | MIC | M2C | M3C | M4C | M5C | M6C |  |  | LAYER-2 | MT4
|  |  |  | PP0_SQP-C78-OP-C8-P6L-B | DTO | 5 | LONG | ¦¦¦¦¦ | 3 | 43 |  |  | 4 |  |  |  | MT3 | -R5 |  | M0C | MIC | M2C | M3C | M4C | M5C | M6C |  | LAYER-2 | MT5
|  |  |  | PP0_SQP-C78-OP-C8-P5L-B | DTO | 6 | LONG | ¦¦¦¦¦¦ | [9 empty] | -R6 |  | M6 | M1 | M4 | M3 | M5 | M2 |  |  | DISK | MT6
|  |  |  | PP0_SQP-C78-OP-C8-P2L-B | DTO | 7 | LONG | ¦¦¦¦¦¦¦ | 4 | 44 |  |  |  | 4 |  |  | MT4 | -R7 |  | MIC | M2C | M3C | M4C | M5C | M6C |  |  | LAYER-2 | MT7
|  |  |  | PP0_SQP-C78-OP-C8-P1L-B | DTO-2 | 8 | LONG | ¦¦¦¦¦¦¦¦ | [9 empty] | -R8 |  | MIC | M2C | M3C | M4C | M5C | M6C |  |  | LAYER-2 | MT8
| C7/8 | Outer Service Panell |  | PP0_SQP-C78-OP-C7-P4R-T | TTC | 1 | SHORT | ¦ | 1 | 51 | 5 |  |  |  | 5 | IP-OPTO-C78-5 | MT1 | -R1 |  | M6 | M1 | M4 | M3 | M5 | M2 |  | CONTROL | DISK | MT1
|  |  |  | PP0_SQP-C78-OP-C7-P3R-T | TTC | 2 | SHORT | ¦¦ | [9 empty] | -R2 | [9 empty] | DARK | MT2 | bar: Fiber-2 to Fiber-8
|  |  |  | PP0_SQP-C78-OP-C8-P4L-T | TTC | 3 | SHORT | ¦¦¦ | 2 | 52 |  | 5 |  |  |  |  | MT2 | -R3 |  | M6 | M1 | M4 | M3 | M5 | M2 |  |  | DISK | MT3
|  |  |  | PP0_SQP-C78-OP-C8-P3L-T | TTC | 4 | SHORT | ¦¦¦¦ | [9 empty] | -R4 | [9 empty] | DARK | MT4 | bar: Fiber-2 to Fiber-8
|  |  |  | PP0_SQP-C78-OP-C7-P4R-B | TTC | 5 | LONG | ¦¦¦¦¦ | 3 | 53 |  |  | 5 |  |  |  | MT3 | -R5 |  | MIC | M2C | M3C | M4C | M5C | M6C |  |  | B-LAYER | MT5
|  |  |  | PP0_SQP-C78-OP-C7-P3R-B | TTC | 6 | LONG | ¦¦¦¦¦¦ | [9 empty] | -R6 |  | MIC | M2C | M3C | M4C | M5C | M6C |  |  | B-LAYER | MT6
|  |  |  | PP0_SQP-C78-OP-C8-P4L-B | TTC | 7 | LONG | ¦¦¦¦¦¦¦ | 4 | 54 |  |  |  | 5 |  |  | MT4 | -R7 |  | M0C | MIC | M2C | M3C | M4C | M5C | M6C |  | B-LAYER | MT7
|  |  |  | PP0_SQP-C78-OP-C8-P3L-B | TTC | 8 | LONG | ¦¦¦¦¦¦¦¦ | [9 empty] | -R8 |  | M0C | MIC | M2C | M3C | M4C | M5C | M6C |  | B-LAYER | MT8
| C7 | Outer Service Panell |  | PP0_SQP-C78-OP-C7-P4R-T | DTO | 1 | SHORT | ¦ | 1 | 61 | 6 |  |  |  | 6 | IP-OPTO-C78-6 | MT1 | -R1 | [8 empty] | DATA | DARK | MT1 | bar: Fiber-2 to Fiber-8
|  |  |  | PP0_SQP-C78-OP-C7-P4R-T | DTO-2 | 2 | SHORT | ¦¦ | [9 empty] | -R2 |  | M0C | MIC | M2C | M3C | M4C | M5C | M6C |  | LAYER-2 | MT2
|  |  |  | PP0_SQP-C78-OP-C7-P3R-T | DTO | 3 | SHORT | ¦¦¦ | 2 | 62 |  | 6 |  |  |  |  | MT2 | -R3 |  | MIC | M2C | M3C | M4C | M5C | M6C |  |  | LAYER-2 | MT3
|  |  |  | PP0_SQP-C78-OP-C7-P3R-T | DTO-2 | 4 | SHORT | ¦¦¦¦ | [9 empty] | -R4 |  | MIC | M2C | M3C | M4C | M5C | M6C |  |  | LAYER-2 | MT4
|  |  |  | PP0_SQP-C78-OP-C7-P4R-B | DTO | 5 | LONG | ¦¦¦¦¦ | 3 | 63 |  |  | 6 |  |  |  | MT3 | -R5 |  | M0C | MIC | M2C | M3C | M4C | M5C | M6C |  | LAYER-2 | MT5
|  |  |  | PP0_SQP-C78-OP-C7-P4R-B | DTO-2 | 6 | LONG | ¦¦¦¦¦¦ | [9 empty] | -R6 |  | M0C | MIC | M2C | M3C | M4C | M5C | M6C |  | LAYER-2 | MT6
|  |  |  | PP0_SQP-C78-OP-C7-P3R-B | DTO | 7 | LONG | ¦¦¦¦¦¦¦ | 4 | 64 |  |  |  | 6 |  |  | MT4 | -R7 |  | MIC | M2C | M3C | M4C | M5C | M6C |  |  | LAYER-2 | MT7
|  |  |  | PP0_SQP-C78-OP-C7-P3R-B | DTO-2 | 8 | LONG | ¦¦¦¦¦¦¦¦ | [9 empty] | -R8 |  | MIC | M2C | M3C | M4C | M5C | M6C |  |  | LAYER-2 | MT8
| C8 | Outer Service Panell |  | PP0_SQP-C78-OP-C8-P4L-T | DTO | 1 | SHORT | ¦ | 1 | 71 | 7 |  |  |  | 7 | IP-OPTO-C78-7 | MT1 | -R1 | [8 empty] | DATA | DARK | MT1 | bar: Fiber-2 to Fiber-8
|  |  |  | PP0_SQP-C78-OP-C8-P4L-T | DTO-2 | 2 | SHORT | ¦¦ | [9 empty] | -R2 |  | M0C | MIC | M2C | M3C | M4C | M5C | M6C |  | LAYER-2 | MT2
|  |  |  | PP0_SQP-C78-OP-C8-P3L-T | DTO | 3 | SHORT | ¦¦¦ | 2 | 72 |  | 7 |  |  |  |  | MT2 | -R3 |  | MIC | M2C | M3C | M4C | M5C | M6C |  |  | LAYER-2 | MT3
|  |  |  | PP0_SQP-C78-OP-C8-P3L-T | DTO-2 | 4 | SHORT | ¦¦¦¦ | [9 empty] | -R4 |  | MIC | M2C | M3C | M4C | M5C | M6C |  |  | LAYER-2 | MT4
|  |  |  | PP0_SQP-C78-OP-C8-P4L-B | DTO | 5 | LONG | ¦¦¦¦¦ | 3 | 73 |  |  | 7 |  |  |  | MT3 | -R5 |  | M0C | MIC | M2C | M3C | M4C | M5C | M6C |  | LAYER-2 | MT5
|  |  |  | PP0_SQP-C78-OP-C8-P4L-B | DTO-2 | 6 | LONG | ¦¦¦¦¦¦ | [9 empty] | -R6 |  | M0C | MIC | M2C | M3C | M4C | M5C | M6C |  | LAYER-2 | MT6
|  |  |  | PP0_SQP-C78-OP-C8-P3L-B | DTO | 7 | LONG | ¦¦¦¦¦¦¦ | 4 | 74 |  |  |  | 7 |  |  | MT4 | -R7 |  | MIC | M2C | M3C | M4C | M5C | M6C |  |  | LAYER-2 | MT7
|  |  |  | PP0_SQP-C78-OP-C8-P3L-B | DTO-2 | 8 | LONG | ¦¦¦¦¦¦¦¦ | [9 empty] | -R8 |  | MIC | M2C | M3C | M4C | M5C | M6C |  |  | LAYER-2 | MT8
| C7/8 | Inner Service Panell |  | PP0_SQP-C78-IP-C7-P6L-T | TTC | 5 | LONG | ¦¦¦¦¦ | 1 | 81 | 8 |  |  |  | 8 | IP-OPTO-C78-8 | MT1 | -R1 |  | M0C | MIC | M2C | M3C | M4C | M5C | M6C | CONTROL | LAYER-1 | MT1
|  |  |  | PP0_SQP-C78-IP-C7-P5L-T | TTC | 6 | LONG | ¦¦¦¦¦¦ | [9 empty] | -R2 |  | MIC | M2C | M3C | M4C | M5C | M6C |  |  | LAYER-1 | MT2
|  |  |  | PP0_SQP-C78-IP-C7-P4R-T | TTC | 7 | LONG | ¦¦¦¦¦¦¦ | 2 | 82 |  | 8 |  |  |  |  | MT2 | -R3 |  | MIC | M2C | M3C | M4C | M5C | M6C |  |  | LAYER-1 | MT3
|  |  |  | PP0_SQP-C78-IP-C7-P3R-T | TTC | 8 | LONG | ¦¦¦¦¦¦¦¦ | [9 empty] | -R4 |  | M0C | MIC | M2C | M3C | M4C | M5C | M6C |  | LAYER-1 | MT4
|  |  |  | PP0_SQP-C78-IP-C8-P6L-T | TTC | 5 | LONG | ¦¦¦¦¦ | 3 | 83 |  |  | 8 |  |  |  | MT3 | -R5 |  | MIC | M2C | M3C | M4C | M5C | M6C |  |  | LAYER-1 | MT5
|  |  |  | PP0_SQP-C78-IP-C8-P5L-T | TTC | 6 | LONG | ¦¦¦¦¦¦ | [9 empty] | -R6 |  | MIC | M2C | M3C | M4C | M5C | M6C |  |  | LAYER-1 | MT6
|  |  |  | PP0_SQP-C78-IP-C7-P4R-T | TTC | 7 | LONG | ¦¦¦¦¦¦¦ | 4 | 84 |  |  |  | 8 |  |  | MT4 | -R7 |  | MIC | M2C | M3C | M4C | M5C | M6C |  |  | LAYER-1 | MT7
|  |  |  | PP0_SQP-C78-IP-C7-P3R-T | TTC | 8 | LONG | ¦¦¦¦¦¦¦¦ | [9 empty] | -R8 |  | MIC | M2C | M3C | M4C | M5C | M6C |  |  | LAYER-1 | MT8
| C7/8 | Inner Service Panell |  | PP0_SQP-C78-IP-C7-P6L-T | DTO | 5 | LONG | ¦¦¦¦¦ | 1 | 91 | 9 |  |  |  | 9 | IP-OPTO-C78-9 | MT1 | -R1 |  | M6 | M1 | M4 | M3 | M5 | M2 |  | DATA | DISK | MT1
|  |  |  | PP0_SQP-C78-IP-C7-P5L-T | DTO | 6 | LONG | ¦¦¦¦¦¦ | [9 empty] | -R2 |  | MIC | M2C | M3C | M4C | M5C | M6C |  |  | LAYER-1 | MT2
|  |  |  | PP0_SQP-C78-IP-C7-P4R-T | DTO | 7 | LONG | ¦¦¦¦¦¦¦ | 2 | 92 |  | 9 |  |  |  |  | MT2 | -R3 |  | M0C | MIC | M2C | M3C | M4C | M5C | M6C |  | LAYER-1 | MT3
|  |  |  | PP0_SQP-C78-IP-C7-P3R-T | DTO | 8 | LONG | ¦¦¦¦¦¦¦¦ | [9 empty] | -R4 |  | MIC | M2C | M3C | M4C | M5C | M6C |  |  | LAYER-1 | MT4
|  |  |  | PP0_SQP-C78-IP-C8-P6L-T | DTO | 5 | LONG | ¦¦¦¦¦ | 3 | 93 |  |  | 9 |  |  |  | MT3 | -R5 |  | M6 | M1 | M4 | M3 | M5 | M2 |  |  | DISK | MT5
|  |  |  | PP0_SQP-C78-IP-C8-P5L-T | DTO | 6 | LONG | ¦¦¦¦¦¦ | [9 empty] | -R6 | [9 empty] | DARK | MT6 | bar: Fiber-2 to Fiber-8
|  |  |  | PP0_SQP-C78-IP-C7-P4R-T | DTO | 7 | LONG | ¦¦¦¦¦¦¦ | 4 | 94 |  |  |  | 9 |  |  | MT4 | -R7 |  | M0C | MIC | M2C | M3C | M4C | M5C | M6C |  | LAYER-1 | MT7
|  |  |  | PP0_SQP-C78-IP-C7-P3R-T | DTO | 8 | LONG | ¦¦¦¦¦¦¦¦ | [9 empty] | -R8 |  | MIC | M2C | M3C | M4C | M5C | M6C |  |  | LAYER-1 | MT8
| C7/8 | Inner Service Panell |  | PP0_SQP-C78-IP-C7-P2R-T | TTC | 5 | LONG | ¦¦¦¦¦ R | 1 | 101 | 10 |  |  |  | 10 | IP-OPTO-C78-10 | MT1 | -R1 |  | M6 | M1 | M4 | M3 | M5 | M2 |  | HYBRID | DISK | MT1
|  |  |  | PP0_SQP-C78-IP-C7-P1R-T | TTC | 6 | LONG | ¦¦¦¦¦¦ R | [9 empty] | -R2 |  | MIC | M2C | M3C | M4C | M5C | M6C |  |  | LAYER-1 | MT2
|  |  |  | PP0_SQP-C78-IP-C8-P2L-T | TTC | 7 | LONG | ¦¦¦¦¦¦¦ | 2 | 102 |  | 10 |  |  |  |  | MT2 | -R3 |  | M0C | MIC | M2C | M3C | M4C | M5C | M6C |  | LAYER-1 | MT3
|  |  |  | PP0_SQP-C78-IP-C8-P1L-T | TTC | 8 | LONG | ¦¦¦¦¦¦¦¦ | [9 empty] | -R4 |  | MIC | M2C | M3C | M4C | M5C | M6C |  |  | LAYER-1 | MT4
|  |  |  | PP0_SQP-C78-IP-C7-P2R-T | DTO | 8 | LONG | ¦¦¦¦¦¦¦¦ R | 3 | 103 |  |  | 10 |  |  |  | MT3 | -R5 |  | M6 | M1 | M4 | M3 | M5 | M2 |  |  | DISK | MT5
|  |  |  | PP0_SQP-C78-IP-C7-P1R-T | DTO | 7 | LONG | ¦¦¦¦¦¦¦ R | [9 empty] | -R6 | [9 empty] | DARK | MT6 | bar: Fiber-2 to Fiber-8
|  |  |  | PP0_SQP-C78-IP-C8-P2L-T | DTO | 6 | LONG | ¦¦¦¦¦¦ | 4 | 104 |  |  |  | 10 |  |  | MT4 | -R7 |  | M0C | MIC | M2C | M3C | M4C | M5C | M6C |  | LAYER-1 | MT7
|  |  |  | PP0_SQP-C78-IP-C8-P1L-T | DTO | 5 | LONG | ¦¦¦¦¦ | [9 empty] | -R8 |  | MIC | M2C | M3C | M4C | M5C | M6C |  |  | LAYER-1 | MT8

## SQP C56
|  |  |  | PPO DESIGNATIONS |  | Type 1 OPTO-RIBBONS |  |  |  |  | PP1a MT16 ROW NUMBER |  |  |  |  | Type2 OPTO CABLES | [13 empty] | ROD DESIGNATION
| Side Octant |  | Local Support Designator | PP0 Flex Location Designator | OptoPack Designator | MT8 | Ribbon Length | Pigtail Ribbon Marker | MT16 | PP1 Connector Position | Column 1 | Column 2 | Column 3 | Column 4 | Opto Cable Number | CABLE Unique Identifier | MT16 Connector Number | Ribbon Designator | Fiber-1 | Fiber-2 | Fiber-3 | Fiber-4 | Fiber-5 | Fiber-6 | Fiber-7 | Fiber-8 | Signal Type | SIGNAL SOURCE | MT8 Connector Number | BOC Designator | ROD Designator | Crate Designator | Rack ID Number
SQP C56 | C5 | Outer Service Panell |  | PP0_SQP-C56-OP-C5-P6R-T | TTC | 1 | SHORT | ¦ | 1 | 11 | 1 |  |  |  | 1 | IP-OPTO-C56-1 | MT1 | -R1 |  | MIC | M2C | M3C | M4C | M5C | M6C |  | CONTROL | B-LAYER | MT1
|  |  |  | PP0_SQP-C56-OP-C5-P5R-T | TTC | 2 | SHORT | ¦¦ | [9 empty] | -R2 |  | MIC | M2C | M3C | M4C | M5C | M6C |  |  | B-LAYER | MT2
|  |  |  | PP0_SQP-C56-OP-C5-P2R-T | TTC | 3 | SHORT | ¦¦¦ | 2 | 12 |  | 1 |  |  |  |  | MT2 | -R3 |  | M6 | M1 | M4 | M3 | M5 | M2 |  |  | DISK | MT3
|  |  |  | PP0_SQP-C56-OP-C5-P1R-T | TTC | 4 | SHORT | ¦¦¦¦ | [9 empty] | -R4 | [9 empty] | DARK | MT4 | bar: Fiber-2 to Fiber-8
|  |  |  | PP0_SQP-C56-OP-C5-P6R-B | TTC | 5 | LONG | ¦¦¦¦¦ | 3 | 13 |  |  | 1 |  |  |  | MT3 | -R5 |  | M0C | MIC | M2C | M3C | M4C | M5C | M6C |  | B-LAYER | MT5
|  |  |  | PP0_SQP-C56-OP-C5-P5R-B | TTC | 6 | LONG | ¦¦¦¦¦¦ | [9 empty] | -R6 |  | M0C | MIC | M2C | M3C | M4C | M5C | M6C |  | B-LAYER | MT6
|  |  |  | PP0_SQP-C56-OP-C5-P2R-B | TTC | 7 | LONG | ¦¦¦¦¦¦¦ | 4 | 14 |  |  |  | 1 |  |  | MT4 | -R7 |  | M0C | MIC | M2C | M3C | M4C | M5C | M6C |  | B-LAYER | MT7
|  |  |  | PP0_SQP-C56-OP-C5-P1R-B | TTC | 8 | LONG | ¦¦¦¦¦¦¦¦ | [9 empty] | -R8 |  | M0C | MIC | M2C | M3C | M4C | M5C | M6C |  | B-LAYER | MT8
| C5 | Outer Service Panell |  | PP0_SQP-C56-OP-C5-P6R-T | DTO-2 | 1 | SHORT | ¦ | 1 | 21 | 2 |  |  |  | 2 | IP-OPTO-C56-2 | MT1 | -R1 |  | M6 | M1 | M4 | M3 | M5 | M2 |  | DATA | DISK | MT1
|  |  |  | PP0_SQP-C56-OP-C5-P5R-T | DTO | 2 | SHORT | ¦¦ | [9 empty] | -R2 |  | M0C | MIC | M2C | M3C | M4C | M5C | M6C |  | B-LAYER | MT2
|  |  |  | PP0_SQP-C56-OP-C5-P2R-T | DTO | 3 | SHORT | ¦¦¦ | 2 | 22 |  | 2 |  |  |  |  | MT2 | -R3 |  | M0C | MIC | M2C | M3C | M4C | M5C | M6C |  | B-LAYER | MT3
|  |  |  | PP0_SQP-C56-OP-C5-P1R-T | DTO | 4 | SHORT | ¦¦¦¦ | [9 empty] | -R4 |  | M0C | MIC | M2C | M3C | M4C | M5C | M6C |  | B-LAYER | MT4
|  |  |  | PP0_SQP-C56-OP-C5-P6R-B | DTO | 5 | LONG | ¦¦¦¦¦ | 3 | 23 |  |  | 2 |  |  |  | MT3 | -R5 |  | MIC | M2C | M3C | M4C | M5C | M6C |  |  | DISK | MT5
|  |  |  | PP0_SQP-C56-OP-C5-P5R-B | DTO | 6 | LONG | ¦¦¦¦¦¦ | [9 empty] | -R6 |  | MIC | M2C | M3C | M4C | M5C | M6C |  |  | B-LAYER | MT6
|  |  |  | PP0_SQP-C56-OP-C5-P2R-B | DTO | 7 | LONG | ¦¦¦¦¦¦¦ | 4 | 24 |  |  |  | 2 |  |  | MT4 | -R7 |  | MIC | M2C | M3C | M4C | M5C | M6C |  |  | B-LAYER | MT7
|  |  |  | PP0_SQP-C56-OP-C5-P1R-B | DTO | 8 | LONG | ¦¦¦¦¦¦¦¦ | [9 empty] | -R8 |  | MIC | M2C | M3C | M4C | M5C | M6C |  |  | DISK | MT8
| C6 | Outer Service Panell |  | PP0_SQP-C56-OP-C6-P6L-T | TTC | 1 | SHORT | ¦ | 1 | 31 | 3 |  |  |  | 3 | IP-OPTO-C56-3 | MT1 | -R1 |  | M0C | MIC | M2C | M3C | M4C | M5C | M6C | CONTROL | LAYER-2 | MT1
|  |  |  | PP0_SQP-C56-OP-C6-P5L-T | TTC | 2 | SHORT | ¦¦ | [9 empty] | -R2 |  | M0C | MIC | M2C | M3C | M4C | M5C | M6C |  | LAYER-2 | MT2
|  |  |  | PP0_SQP-C56-OP-C6-P2L-T | TTC | 3 | SHORT | ¦¦¦ | 2 | 32 |  | 3 |  |  |  |  | MT2 | -R3 | [9 empty] | DARK | MT3 | bar: Fiber-2 to Fiber-8
|  |  |  | PP0_SQP-C56-OP-C6-P1L-T | TTC | 4 | SHORT | ¦¦¦¦ | [9 empty] | -R4 |  | MIC | M2C | M3C | M4C | M5C | M6C |  |  | LAYER-2 | MT4
|  |  |  | PP0_SQP-C56-OP-C6-P6L-B | TTC | 5 | LONG | ¦¦¦¦¦ | 3 | 33 |  |  | 3 |  |  |  | MT3 | -R5 |  | M0C | MIC | M2C | M3C | M4C | M5C | M6C |  | LAYER-2 | MT5
|  |  |  | PP0_SQP-C56-OP-C6-P5L-B | TTC | 6 | LONG | ¦¦¦¦¦¦ | [9 empty] | -R6 |  | M6 | M1 | M4 | M3 | M5 | M2 |  |  | DISK | MT6
|  |  |  | PP0_SQP-C56-OP-C6-P2L-B | TTC | 7 | LONG | ¦¦¦¦¦¦¦ | 4 | 34 |  |  |  | 3 |  |  | MT4 | -R7 |  | MIC | M2C | M3C | M4C | M5C | M6C |  |  | LAYER-2 | MT7
|  |  |  | PP0_SQP-C56-OP-C6-P1L-B | TTC | 8 | LONG | ¦¦¦¦¦¦¦¦ | [9 empty] | -R8 |  | MIC | M2C | M3C | M4C | M5C | M6C |  |  | LAYER-2 | MT8
| C6 | Outer Service Panell |  | PP0_SQP-C56-OP-C6-P6L-T | DTO | 1 | SHORT | ¦ | 1 | 41 | 4 |  |  |  | 4 | IP-OPTO-C56-4 | MT1 | -R1 |  | M0C | MIC | M2C | M3C | M4C | M5C | M6C | DATA | LAYER-2 | MT1
|  |  |  | PP0_SQP-C56-OP-C6-P5L-T | DTO | 2 | SHORT | ¦¦ | [9 empty] | -R2 |  | M0C | MIC | M2C | M3C | M4C | M5C | M6C |  | LAYER-2 | MT2
|  |  |  | PP0_SQP-C56-OP-C6-P2L-T | DTO | 3 | SHORT | ¦¦¦ | 2 | 42 |  | 4 |  |  |  |  | MT2 | -R3 | [9 empty] | DARK | MT3 | bar: Fiber-2 to Fiber-8
|  |  |  | PP0_SQP-C56-OP-C6-P1L-T | DTO | 4 | SHORT | ¦¦¦¦ | [9 empty] | -R4 |  | MIC | M2C | M3C | M4C | M5C | M6C |  |  | LAYER-2 | MT4
|  |  |  | PP0_SQP-C56-OP-C6-P6L-B | DTO | 5 | LONG | ¦¦¦¦¦ | 3 | 43 |  |  | 4 |  |  |  | MT3 | -R5 |  | M0C | MIC | M2C | M3C | M4C | M5C | M6C |  | LAYER-2 | MT5
|  |  |  | PP0_SQP-C56-OP-C6-P5L-B | DTO | 6 | LONG | ¦¦¦¦¦¦ | [9 empty] | -R6 |  | M6 | M1 | M4 | M3 | M5 | M2 |  |  | DISK | MT6
|  |  |  | PP0_SQP-C56-OP-C6-P2L-B | DTO | 7 | LONG | ¦¦¦¦¦¦¦ | 4 | 44 |  |  |  | 4 |  |  | MT4 | -R7 |  | MIC | M2C | M3C | M4C | M5C | M6C |  |  | LAYER-2 | MT7
|  |  |  | PP0_SQP-C56-OP-C6-P1L-B | DTO-2 | 8 | LONG | ¦¦¦¦¦¦¦¦ | [9 empty] | -R8 |  | MIC | M2C | M3C | M4C | M5C | M6C |  |  | LAYER-2 | MT8
| C5/6 | Outer Service Panell |  | PP0_SQP-C56-OP-C5-P4R-T | TTC | 1 | SHORT | ¦ | 1 | 51 | 5 |  |  |  | 5 | IP-OPTO-C56-5 | MT1 | -R1 |  | M6 | M1 | M4 | M3 | M5 | M2 |  | CONTROL | DISK | MT1
|  |  |  | PP0_SQP-C56-OP-C5-P3R-T | TTC | 2 | SHORT | ¦¦ | [9 empty] | -R2 | [9 empty] | DARK | MT2 | bar: Fiber-2 to Fiber-8
|  |  |  | PP0_SQP-C56-OP-C6-P4L-T | TTC | 3 | SHORT | ¦¦¦ | 2 | 52 |  | 5 |  |  |  |  | MT2 | -R3 |  | M6 | M1 | M4 | M3 | M5 | M2 |  |  | DISK | MT3
|  |  |  | PP0_SQP-C56-OP-C6-P3L-T | TTC | 4 | SHORT | ¦¦¦¦ | [9 empty] | -R4 | [9 empty] | DARK | MT4 | bar: Fiber-2 to Fiber-8
|  |  |  | PP0_SQP-C56-OP-C5-P4R-B | TTC | 5 | LONG | ¦¦¦¦¦ | 3 | 53 |  |  | 5 |  |  |  | MT3 | -R5 |  | MIC | M2C | M3C | M4C | M5C | M6C |  |  | B-LAYER | MT5
|  |  |  | PP0_SQP-C56-OP-C5-P3R-B | TTC | 6 | LONG | ¦¦¦¦¦¦ | [9 empty] | -R6 |  | MIC | M2C | M3C | M4C | M5C | M6C |  |  | B-LAYER | MT6
|  |  |  | PP0_SQP-C56-OP-C6-P4L-B | TTC | 7 | LONG | ¦¦¦¦¦¦¦ | 4 | 54 |  |  |  | 5 |  |  | MT4 | -R7 |  | M0C | MIC | M2C | M3C | M4C | M5C | M6C |  | B-LAYER | MT7
|  |  |  | PP0_SQP-C56-OP-C6-P3L-B | TTC | 8 | LONG | ¦¦¦¦¦¦¦¦ | [9 empty] | -R8 |  | M0C | MIC | M2C | M3C | M4C | M5C | M6C |  | B-LAYER | MT8
| C5 | Outer Service Panell |  | PP0_SQP-C56-OP-C5-P4R-T | DTO | 1 | SHORT | ¦ | 1 | 61 | 6 |  |  |  | 6 | IP-OPTO-C56-6 | MT1 | -R1 | [8 empty] | DATA | DARK | MT1 | bar: Fiber-2 to Fiber-8
|  |  |  | PP0_SQP-C56-OP-C5-P4R-T | DTO-2 | 2 | SHORT | ¦¦ | [9 empty] | -R2 |  | M0C | MIC | M2C | M3C | M4C | M5C | M6C |  | LAYER-2 | MT2
|  |  |  | PP0_SQP-C56-OP-C5-P3R-T | DTO | 3 | SHORT | ¦¦¦ | 2 | 62 |  | 6 |  |  |  |  | MT2 | -R3 |  | MIC | M2C | M3C | M4C | M5C | M6C |  |  | LAYER-2 | MT3
|  |  |  | PP0_SQP-C56-OP-C5-P3R-T | DTO-2 | 4 | SHORT | ¦¦¦¦ | [9 empty] | -R4 |  | MIC | M2C | M3C | M4C | M5C | M6C |  |  | LAYER-2 | MT4
|  |  |  | PP0_SQP-C56-OP-C5-P4R-B | DTO | 5 | LONG | ¦¦¦¦¦ | 3 | 63 |  |  | 6 |  |  |  | MT3 | -R5 |  | M0C | MIC | M2C | M3C | M4C | M5C | M6C |  | LAYER-2 | MT5
|  |  |  | PP0_SQP-C56-OP-C5-P4R-B | DTO-2 | 6 | LONG | ¦¦¦¦¦¦ | [9 empty] | -R6 |  | M0C | MIC | M2C | M3C | M4C | M5C | M6C |  | LAYER-2 | MT6
|  |  |  | PP0_SQP-C56-OP-C5-P3R-B | DTO | 7 | LONG | ¦¦¦¦¦¦¦ | 4 | 64 |  |  |  | 6 |  |  | MT4 | -R7 |  | MIC | M2C | M3C | M4C | M5C | M6C |  |  | LAYER-2 | MT7
|  |  |  | PP0_SQP-C56-OP-C5-P3R-B | DTO-2 | 8 | LONG | ¦¦¦¦¦¦¦¦ | [9 empty] | -R8 |  | MIC | M2C | M3C | M4C | M5C | M6C |  |  | LAYER-2 | MT8
| C6 | Outer Service Panell |  | PP0_SQP-C56-OP-C6-P4L-T | DTO | 1 | SHORT | ¦ | 1 | 71 | 7 |  |  |  | 7 | IP-OPTO-C56-7 | MT1 | -R1 | [8 empty] | DATA | DARK | MT1 | bar: Fiber-2 to Fiber-8
|  |  |  | PP0_SQP-C56-OP-C6-P4L-T | DTO-2 | 2 | SHORT | ¦¦ | [9 empty] | -R2 |  | M0C | MIC | M2C | M3C | M4C | M5C | M6C |  | LAYER-2 | MT2
|  |  |  | PP0_SQP-C56-OP-C6-P3L-T | DTO | 3 | SHORT | ¦¦¦ | 2 | 72 |  | 7 |  |  |  |  | MT2 | -R3 |  | MIC | M2C | M3C | M4C | M5C | M6C |  |  | LAYER-2 | MT3
|  |  |  | PP0_SQP-C56-OP-C6-P3L-T | DTO-2 | 4 | SHORT | ¦¦¦¦ | [9 empty] | -R4 |  | MIC | M2C | M3C | M4C | M5C | M6C |  |  | LAYER-2 | MT4
|  |  |  | PP0_SQP-C56-OP-C6-P4L-B | DTO | 5 | LONG | ¦¦¦¦¦ | 3 | 73 |  |  | 7 |  |  |  | MT3 | -R5 |  | M0C | MIC | M2C | M3C | M4C | M5C | M6C |  | LAYER-2 | MT5
|  |  |  | PP0_SQP-C56-OP-C6-P4L-B | DTO-2 | 6 | LONG | ¦¦¦¦¦¦ | [9 empty] | -R6 |  | M0C | MIC | M2C | M3C | M4C | M5C | M6C |  | LAYER-2 | MT6
|  |  |  | PP0_SQP-C56-OP-C6-P3L-B | DTO | 7 | LONG | ¦¦¦¦¦¦¦ | 4 | 74 |  |  |  | 7 |  |  | MT4 | -R7 |  | MIC | M2C | M3C | M4C | M5C | M6C |  |  | LAYER-2 | MT7
|  |  |  | PP0_SQP-C56-OP-C6-P3L-B | DTO-2 | 8 | LONG | ¦¦¦¦¦¦¦¦ | [9 empty] | -R8 |  | MIC | M2C | M3C | M4C | M5C | M6C |  |  | LAYER-2 | MT8
| C5/6 | Inner Service Panell |  | PP0_SQP-C56-IP-C5-P6L-T | TTC | 5 | LONG | ¦¦¦¦¦ | 1 | 81 | 8 |  |  |  | 8 | IP-OPTO-C56-8 | MT1 | -R1 |  | M0C | MIC | M2C | M3C | M4C | M5C | M6C | CONTROL | LAYER-1 | MT1
|  |  |  | PP0_SQP-C56-IP-C5-P5L-T | TTC | 6 | LONG | ¦¦¦¦¦¦ | [9 empty] | -R2 |  | MIC | M2C | M3C | M4C | M5C | M6C |  |  | LAYER-1 | MT2
|  |  |  | PP0_SQP-C56-IP-C5-P4R-T | TTC | 7 | LONG | ¦¦¦¦¦¦¦ | 2 | 82 |  | 8 |  |  |  |  | MT2 | -R3 |  | MIC | M2C | M3C | M4C | M5C | M6C |  |  | LAYER-1 | MT3
|  |  |  | PP0_SQP-C56-IP-C5-P3R-T | TTC | 8 | LONG | ¦¦¦¦¦¦¦¦ | [9 empty] | -R4 |  | M0C | MIC | M2C | M3C | M4C | M5C | M6C |  | LAYER-1 | MT4
|  |  |  | PP0_SQP-C56-IP-C6-P6L-T | TTC | 5 | LONG | ¦¦¦¦¦ | 3 | 83 |  |  | 8 |  |  |  | MT3 | -R5 |  | MIC | M2C | M3C | M4C | M5C | M6C |  |  | LAYER-1 | MT5
|  |  |  | PP0_SQP-C56-IP-C6-P5L-T | TTC | 6 | LONG | ¦¦¦¦¦¦ | [9 empty] | -R6 |  | MIC | M2C | M3C | M4C | M5C | M6C |  |  | LAYER-1 | MT6
|  |  |  | PP0_SQP-C56-IP-C5-P4R-T | TTC | 7 | LONG | ¦¦¦¦¦¦¦ | 4 | 84 |  |  |  | 8 |  |  | MT4 | -R7 |  | MIC | M2C | M3C | M4C | M5C | M6C |  |  | LAYER-1 | MT7
|  |  |  | PP0_SQP-C56-IP-C5-P3R-T | TTC | 8 | LONG | ¦¦¦¦¦¦¦¦ | [9 empty] | -R8 |  | MIC | M2C | M3C | M4C | M5C | M6C |  |  | LAYER-1 | MT8
| C5/6 | Inner Service Panell |  | PP0_SQP-C56-IP-C5-P6L-T | DTO | 5 | LONG | ¦¦¦¦¦ | 1 | 91 | 9 |  |  |  | 9 | IP-OPTO-C56-9 | MT1 | -R1 |  | M6 | M1 | M4 | M3 | M5 | M2 |  | DATA | DISK | MT1
|  |  |  | PP0_SQP-C56-IP-C5-P5L-T | DTO | 6 | LONG | ¦¦¦¦¦¦ | [9 empty] | -R2 |  | MIC | M2C | M3C | M4C | M5C | M6C |  |  | LAYER-1 | MT2
|  |  |  | PP0_SQP-C56-IP-C5-P4R-T | DTO | 7 | LONG | ¦¦¦¦¦¦¦ | 2 | 92 |  | 9 |  |  |  |  | MT2 | -R3 |  | M0C | MIC | M2C | M3C | M4C | M5C | M6C |  | LAYER-1 | MT3
|  |  |  | PP0_SQP-C56-IP-C5-P3R-T | DTO | 8 | LONG | ¦¦¦¦¦¦¦¦ | [9 empty] | -R4 |  | MIC | M2C | M3C | M4C | M5C | M6C |  |  | LAYER-1 | MT4
|  |  |  | PP0_SQP-C56-IP-C6-P6L-T | DTO | 5 | LONG | ¦¦¦¦¦ | 3 | 93 |  |  | 9 |  |  |  | MT3 | -R5 |  | M6 | M1 | M4 | M3 | M5 | M2 |  |  | DISK | MT5
|  |  |  | PP0_SQP-C56-IP-C6-P5L-T | DTO | 6 | LONG | ¦¦¦¦¦¦ | [9 empty] | -R6 | [9 empty] | DARK | MT6 | bar: Fiber-2 to Fiber-8
|  |  |  | PP0_SQP-C56-IP-C5-P4R-T | DTO | 7 | LONG | ¦¦¦¦¦¦¦ | 4 | 94 |  |  |  | 9 |  |  | MT4 | -R7 |  | M0C | MIC | M2C | M3C | M4C | M5C | M6C |  | LAYER-1 | MT7
|  |  |  | PP0_SQP-C56-IP-C5-P3R-T | DTO | 8 | LONG | ¦¦¦¦¦¦¦¦ | [9 empty] | -R8 |  | MIC | M2C | M3C | M4C | M5C | M6C |  |  | LAYER-1 | MT8
| C5/6 | Inner Service Panell |  | PP0_SQP-C56-IP-C5-P2R-T | TTC | 5 | LONG | ¦¦¦¦¦ R | 1 | 101 | 10 |  |  |  | 10 | IP-OPTO-C56-10 | MT1 | -R1 |  | M6 | M1 | M4 | M3 | M5 | M2 |  | HYBRID | DISK | MT1
|  |  |  | PP0_SQP-C56-IP-C5-P1R-T | TTC | 6 | LONG | ¦¦¦¦¦¦ R | [9 empty] | -R2 |  | MIC | M2C | M3C | M4C | M5C | M6C |  |  | LAYER-1 | MT2
|  |  |  | PP0_SQP-C56-IP-C6-P2L-T | TTC | 7 | LONG | ¦¦¦¦¦¦¦ | 2 | 102 |  | 10 |  |  |  |  | MT2 | -R3 |  | M0C | MIC | M2C | M3C | M4C | M5C | M6C |  | LAYER-1 | MT3
|  |  |  | PP0_SQP-C56-IP-C6-P1L-T | TTC | 8 | LONG | ¦¦¦¦¦¦¦¦ | [9 empty] | -R4 |  | MIC | M2C | M3C | M4C | M5C | M6C |  |  | LAYER-1 | MT4
|  |  |  | PP0_SQP-C56-IP-C5-P2R-T | DTO | 8 | LONG | ¦¦¦¦¦¦¦¦ R | 3 | 103 |  |  | 10 |  |  |  | MT3 | -R5 |  | M6 | M1 | M4 | M3 | M5 | M2 |  |  | DISK | MT5
|  |  |  | PP0_SQP-C56-IP-C5-P1R-T | DTO | 7 | LONG | ¦¦¦¦¦¦¦ R | [9 empty] | -R6 | [9 empty] | DARK | MT6 | bar: Fiber-2 to Fiber-8
|  |  |  | PP0_SQP-C56-IP-C6-P2L-T | DTO | 6 | LONG | ¦¦¦¦¦¦ | 4 | 104 |  |  |  | 10 |  |  | MT4 | -R7 |  | M0C | MIC | M2C | M3C | M4C | M5C | M6C |  | LAYER-1 | MT7
|  |  |  | PP0_SQP-C56-IP-C6-P1L-T | DTO | 5 | LONG | ¦¦¦¦¦ | [9 empty] | -R8 |  | MIC | M2C | M3C | M4C | M5C | M6C |  |  | LAYER-1 | MT8

## SQP C34
|  |  |  | PPO DESIGNATIONS |  | Type 1 OPTO-RIBBONS |  |  |  |  | PP1a MT16 ROW NUMBER |  |  |  |  | Type2 OPTO CABLES | [13 empty] | ROD DESIGNATION
| Side Octant |  | Local Support Designator | PP0 Flex Location Designator | OptoPack Designator | MT8 | Ribbon Length | Pigtail Ribbon Marker | MT16 | PP1 Connector Position | Column 1 | Column 2 | Column 3 | Column 4 | Opto Cable Number | CABLE Unique Identifier | MT16 Connector Number | Ribbon Designator | Fiber-1 | Fiber-2 | Fiber-3 | Fiber-4 | Fiber-5 | Fiber-6 | Fiber-7 | Fiber-8 | Signal Type | SIGNAL SOURCE | MT8 Connector Number | BOC Designator | ROD Designator | Crate Designator | Rack ID Number
SQP C34 | C3 | Outer Service Panell |  | PP0_SQP-C34-OP-C3-P6R-T | TTC | 1 | SHORT | ¦ | 1 | 11 | 1 |  |  |  | 1 | IP-OPTO-C34-1 | MT1 | -R1 |  | MIC | M2C | M3C | M4C | M5C | M6C |  | CONTROL | B-LAYER | MT1
|  |  |  | PP0_SQP-C34-OP-C3-P5R-T | TTC | 2 | SHORT | ¦¦ | [9 empty] | -R2 |  | MIC | M2C | M3C | M4C | M5C | M6C |  |  | B-LAYER | MT2
|  |  |  | PP0_SQP-C34-OP-C3-P2R-T | TTC | 3 | SHORT | ¦¦¦ | 2 | 12 |  | 1 |  |  |  |  | MT2 | -R3 |  | M6 | M1 | M4 | M3 | M5 | M2 |  |  | DISK | MT3
|  |  |  | PP0_SQP-C34-OP-C3-P1R-T | TTC | 4 | SHORT | ¦¦¦¦ | [9 empty] | -R4 | [9 empty] | DARK | MT4 | bar: Fiber-2 to Fiber-8
|  |  |  | PP0_SQP-C34-OP-C3-P6R-B | TTC | 5 | LONG | ¦¦¦¦¦ | 3 | 13 |  |  | 1 |  |  |  | MT3 | -R5 |  | M0C | MIC | M2C | M3C | M4C | M5C | M6C |  | B-LAYER | MT5
|  |  |  | PP0_SQP-C34-OP-C3-P5R-B | TTC | 6 | LONG | ¦¦¦¦¦¦ | [9 empty] | -R6 |  | M0C | MIC | M2C | M3C | M4C | M5C | M6C |  | B-LAYER | MT6
|  |  |  | PP0_SQP-C34-OP-C3-P2R-B | TTC | 7 | LONG | ¦¦¦¦¦¦¦ | 4 | 14 |  |  |  | 1 |  |  | MT4 | -R7 |  | M0C | MIC | M2C | M3C | M4C | M5C | M6C |  | B-LAYER | MT7
|  |  |  | PP0_SQP-C34-OP-C3-P1R-B | TTC | 8 | LONG | ¦¦¦¦¦¦¦¦ | [9 empty] | -R8 |  | M0C | MIC | M2C | M3C | M4C | M5C | M6C |  | B-LAYER | MT8
| C3 | Outer Service Panell |  | PP0_SQP-C34-OP-C3-P6R-T | DTO-2 | 1 | SHORT | ¦ | 1 | 21 | 2 |  |  |  | 2 | IP-OPTO-C34-2 | MT1 | -R1 |  | M6 | M1 | M4 | M3 | M5 | M2 |  | DATA | DISK | MT1
|  |  |  | PP0_SQP-C34-OP-C3-P5R-T | DTO | 2 | SHORT | ¦¦ | [9 empty] | -R2 |  | M0C | MIC | M2C | M3C | M4C | M5C | M6C |  | B-LAYER | MT2
|  |  |  | PP0_SQP-C34-OP-C3-P2R-T | DTO | 3 | SHORT | ¦¦¦ | 2 | 22 |  | 2 |  |  |  |  | MT2 | -R3 |  | M0C | MIC | M2C | M3C | M4C | M5C | M6C |  | B-LAYER | MT3
|  |  |  | PP0_SQP-C34-OP-C3-P1R-T | DTO | 4 | SHORT | ¦¦¦¦ | [9 empty] | -R4 |  | M0C | MIC | M2C | M3C | M4C | M5C | M6C |  | B-LAYER | MT4
|  |  |  | PP0_SQP-C34-OP-C3-P6R-B | DTO | 5 | LONG | ¦¦¦¦¦ | 3 | 23 |  |  | 2 |  |  |  | MT3 | -R5 |  | MIC | M2C | M3C | M4C | M5C | M6C |  |  | DISK | MT5
|  |  |  | PP0_SQP-C34-OP-C3-P5R-B | DTO | 6 | LONG | ¦¦¦¦¦¦ | [9 empty] | -R6 |  | MIC | M2C | M3C | M4C | M5C | M6C |  |  | B-LAYER | MT6
|  |  |  | PP0_SQP-C34-OP-C3-P2R-B | DTO | 7 | LONG | ¦¦¦¦¦¦¦ | 4 | 24 |  |  |  | 2 |  |  | MT4 | -R7 |  | MIC | M2C | M3C | M4C | M5C | M6C |  |  | B-LAYER | MT7
|  |  |  | PP0_SQP-C34-OP-C3-P1R-B | DTO | 8 | LONG | ¦¦¦¦¦¦¦¦ | [9 empty] | -R8 |  | MIC | M2C | M3C | M4C | M5C | M6C |  |  | DISK | MT8
| C4 | Outer Service Panell |  | PP0_SQP-C34-OP-C4-P6L-T | TTC | 1 | SHORT | ¦ | 1 | 31 | 3 |  |  |  | 3 | IP-OPTO-C34-3 | MT1 | -R1 |  | M0C | MIC | M2C | M3C | M4C | M5C | M6C | CONTROL | LAYER-2 | MT1
|  |  |  | PP0_SQP-C34-OP-C4-P5L-T | TTC | 2 | SHORT | ¦¦ | [9 empty] | -R2 |  | M0C | MIC | M2C | M3C | M4C | M5C | M6C |  | LAYER-2 | MT2
|  |  |  | PP0_SQP-C34-OP-C4-P2L-T | TTC | 3 | SHORT | ¦¦¦ | 2 | 32 |  | 3 |  |  |  |  | MT2 | -R3 | [9 empty] | DARK | MT3 | bar: Fiber-2 to Fiber-8
|  |  |  | PP0_SQP-C34-OP-C4-P1L-T | TTC | 4 | SHORT | ¦¦¦¦ | [9 empty] | -R4 |  | MIC | M2C | M3C | M4C | M5C | M6C |  |  | LAYER-2 | MT4
|  |  |  | PP0_SQP-C34-OP-C4-P6L-B | TTC | 5 | LONG | ¦¦¦¦¦ | 3 | 33 |  |  | 3 |  |  |  | MT3 | -R5 |  | M0C | MIC | M2C | M3C | M4C | M5C | M6C |  | LAYER-2 | MT5
|  |  |  | PP0_SQP-C34-OP-C4-P5L-B | TTC | 6 | LONG | ¦¦¦¦¦¦ | [9 empty] | -R6 |  | M6 | M1 | M4 | M3 | M5 | M2 |  |  | DISK | MT6
|  |  |  | PP0_SQP-C34-OP-C4-P2L-B | TTC | 7 | LONG | ¦¦¦¦¦¦¦ | 4 | 34 |  |  |  | 3 |  |  | MT4 | -R7 |  | MIC | M2C | M3C | M4C | M5C | M6C |  |  | LAYER-2 | MT7
|  |  |  | PP0_SQP-C34-OP-C4-P1L-B | TTC | 8 | LONG | ¦¦¦¦¦¦¦¦ | [9 empty] | -R8 |  | MIC | M2C | M3C | M4C | M5C | M6C |  |  | LAYER-2 | MT8
| C4 | Outer Service Panell |  | PP0_SQP-C34-OP-C4-P6L-T | DTO | 1 | SHORT | ¦ | 1 | 41 | 4 |  |  |  | 4 | IP-OPTO-C34-4 | MT1 | -R1 |  | M0C | MIC | M2C | M3C | M4C | M5C | M6C | DATA | LAYER-2 | MT1
|  |  |  | PP0_SQP-C34-OP-C4-P5L-T | DTO | 2 | SHORT | ¦¦ | [9 empty] | -R2 |  | M0C | MIC | M2C | M3C | M4C | M5C | M6C |  | LAYER-2 | MT2
|  |  |  | PP0_SQP-C34-OP-C4-P2L-T | DTO | 3 | SHORT | ¦¦¦ | 2 | 42 |  | 4 |  |  |  |  | MT2 | -R3 | [9 empty] | DARK | MT3 | bar: Fiber-2 to Fiber-8
|  |  |  | PP0_SQP-C34-OP-C4-P1L-T | DTO | 4 | SHORT | ¦¦¦¦ | [9 empty] | -R4 |  | MIC | M2C | M3C | M4C | M5C | M6C |  |  | LAYER-2 | MT4
|  |  |  | PP0_SQP-C34-OP-C4-P6L-B | DTO | 5 | LONG | ¦¦¦¦¦ | 3 | 43 |  |  | 4 |  |  |  | MT3 | -R5 |  | M0C | MIC | M2C | M3C | M4C | M5C | M6C |  | LAYER-2 | MT5
|  |  |  | PP0_SQP-C34-OP-C4-P5L-B | DTO | 6 | LONG | ¦¦¦¦¦¦ | [9 empty] | -R6 |  | M6 | M1 | M4 | M3 | M5 | M2 |  |  | DISK | MT6
|  |  |  | PP0_SQP-C34-OP-C4-P2L-B | DTO | 7 | LONG | ¦¦¦¦¦¦¦ | 4 | 44 |  |  |  | 4 |  |  | MT4 | -R7 |  | MIC | M2C | M3C | M4C | M5C | M6C |  |  | LAYER-2 | MT7
|  |  |  | PP0_SQP-C34-OP-C4-P1L-B | DTO-2 | 8 | LONG | ¦¦¦¦¦¦¦¦ | [9 empty] | -R8 |  | MIC | M2C | M3C | M4C | M5C | M6C |  |  | LAYER-2 | MT8
| C3/4 | Outer Service Panell |  | PP0_SQP-C34-OP-C3-P4R-T | TTC | 1 | SHORT | ¦ | 1 | 51 | 5 |  |  |  | 5 | IP-OPTO-C34-5 | MT1 | -R1 |  | M6 | M1 | M4 | M3 | M5 | M2 |  | CONTROL | DISK | MT1
|  |  |  | PP0_SQP-C34-OP-C3-P3R-T | TTC | 2 | SHORT | ¦¦ | [9 empty] | -R2 | [9 empty] | DARK | MT2 | bar: Fiber-2 to Fiber-8
|  |  |  | PP0_SQP-C34-OP-C4-P4L-T | TTC | 3 | SHORT | ¦¦¦ | 2 | 52 |  | 5 |  |  |  |  | MT2 | -R3 |  | M6 | M1 | M4 | M3 | M5 | M2 |  |  | DISK | MT3
|  |  |  | PP0_SQP-C34-OP-C4-P3L-T | TTC | 4 | SHORT | ¦¦¦¦ | [9 empty] | -R4 | [9 empty] | DARK | MT4 | bar: Fiber-2 to Fiber-8
|  |  |  | PP0_SQP-C34-OP-C3-P4R-B | TTC | 5 | LONG | ¦¦¦¦¦ | 3 | 53 |  |  | 5 |  |  |  | MT3 | -R5 |  | MIC | M2C | M3C | M4C | M5C | M6C |  |  | B-LAYER | MT5
|  |  |  | PP0_SQP-C34-OP-C3-P3R-B | TTC | 6 | LONG | ¦¦¦¦¦¦ | [9 empty] | -R6 |  | MIC | M2C | M3C | M4C | M5C | M6C |  |  | B-LAYER | MT6
|  |  |  | PP0_SQP-C34-OP-C4-P4L-B | TTC | 7 | LONG | ¦¦¦¦¦¦¦ | 4 | 54 |  |  |  | 5 |  |  | MT4 | -R7 |  | M0C | MIC | M2C | M3C | M4C | M5C | M6C |  | B-LAYER | MT7
|  |  |  | PP0_SQP-C34-OP-C4-P3L-B | TTC | 8 | LONG | ¦¦¦¦¦¦¦¦ | [9 empty] | -R8 |  | M0C | MIC | M2C | M3C | M4C | M5C | M6C |  | B-LAYER | MT8
| C3 | Outer Service Panell |  | PP0_SQP-C34-OP-C3-P4R-T | DTO | 1 | SHORT | ¦ | 1 | 61 | 6 |  |  |  | 6 | IP-OPTO-C34-6 | MT1 | -R1 | [8 empty] | DATA | DARK | MT1 | bar: Fiber-2 to Fiber-8
|  |  |  | PP0_SQP-C34-OP-C3-P4R-T | DTO-2 | 2 | SHORT | ¦¦ | [9 empty] | -R2 |  | M0C | MIC | M2C | M3C | M4C | M5C | M6C |  | LAYER-2 | MT2
|  |  |  | PP0_SQP-C34-OP-C3-P3R-T | DTO | 3 | SHORT | ¦¦¦ | 2 | 62 |  | 6 |  |  |  |  | MT2 | -R3 |  | MIC | M2C | M3C | M4C | M5C | M6C |  |  | LAYER-2 | MT3
|  |  |  | PP0_SQP-C34-OP-C3-P3R-T | DTO-2 | 4 | SHORT | ¦¦¦¦ | [9 empty] | -R4 |  | MIC | M2C | M3C | M4C | M5C | M6C |  |  | LAYER-2 | MT4
|  |  |  | PP0_SQP-C34-OP-C3-P4R-B | DTO | 5 | LONG | ¦¦¦¦¦ | 3 | 63 |  |  | 6 |  |  |  | MT3 | -R5 |  | M0C | MIC | M2C | M3C | M4C | M5C | M6C |  | LAYER-2 | MT5
|  |  |  | PP0_SQP-C34-OP-C3-P4R-B | DTO-2 | 6 | LONG | ¦¦¦¦¦¦ | [9 empty] | -R6 |  | M0C | MIC | M2C | M3C | M4C | M5C | M6C |  | LAYER-2 | MT6
|  |  |  | PP0_SQP-C34-OP-C3-P3R-B | DTO | 7 | LONG | ¦¦¦¦¦¦¦ | 4 | 64 |  |  |  | 6 |  |  | MT4 | -R7 |  | MIC | M2C | M3C | M4C | M5C | M6C |  |  | LAYER-2 | MT7
|  |  |  | PP0_SQP-C34-OP-C3-P3R-B | DTO-2 | 8 | LONG | ¦¦¦¦¦¦¦¦ | [9 empty] | -R8 |  | MIC | M2C | M3C | M4C | M5C | M6C |  |  | LAYER-2 | MT8
| C4 | Outer Service Panell |  | PP0_SQP-C34-OP-C4-P4L-T | DTO | 1 | SHORT | ¦ | 1 | 71 | 7 |  |  |  | 7 | IP-OPTO-C34-7 | MT1 | -R1 | [8 empty] | DATA | DARK | MT1 | bar: Fiber-2 to Fiber-8
|  |  |  | PP0_SQP-C34-OP-C4-P4L-T | DTO-2 | 2 | SHORT | ¦¦ | [9 empty] | -R2 |  | M0C | MIC | M2C | M3C | M4C | M5C | M6C |  | LAYER-2 | MT2
|  |  |  | PP0_SQP-C34-OP-C4-P3L-T | DTO | 3 | SHORT | ¦¦¦ | 2 | 72 |  | 7 |  |  |  |  | MT2 | -R3 |  | MIC | M2C | M3C | M4C | M5C | M6C |  |  | LAYER-2 | MT3
|  |  |  | PP0_SQP-C34-OP-C4-P3L-T | DTO-2 | 4 | SHORT | ¦¦¦¦ | [9 empty] | -R4 |  | MIC | M2C | M3C | M4C | M5C | M6C |  |  | LAYER-2 | MT4
|  |  |  | PP0_SQP-C34-OP-C4-P4L-B | DTO | 5 | LONG | ¦¦¦¦¦ | 3 | 73 |  |  | 7 |  |  |  | MT3 | -R5 |  | M0C | MIC | M2C | M3C | M4C | M5C | M6C |  | LAYER-2 | MT5
|  |  |  | PP0_SQP-C34-OP-C4-P4L-B | DTO-2 | 6 | LONG | ¦¦¦¦¦¦ | [9 empty] | -R6 |  | M0C | MIC | M2C | M3C | M4C | M5C | M6C |  | LAYER-2 | MT6
|  |  |  | PP0_SQP-C34-OP-C4-P3L-B | DTO | 7 | LONG | ¦¦¦¦¦¦¦ | 4 | 74 |  |  |  | 7 |  |  | MT4 | -R7 |  | MIC | M2C | M3C | M4C | M5C | M6C |  |  | LAYER-2 | MT7
|  |  |  | PP0_SQP-C34-OP-C4-P3L-B | DTO-2 | 8 | LONG | ¦¦¦¦¦¦¦¦ | [9 empty] | -R8 |  | MIC | M2C | M3C | M4C | M5C | M6C |  |  | LAYER-2 | MT8
| C3/4 | Inner Service Panell |  | PP0_SQP-C34-IP-C3-P6L-T | TTC | 5 | LONG | ¦¦¦¦¦ | 1 | 81 | 8 |  |  |  | 8 | IP-OPTO-C34-8 | MT1 | -R1 |  | M0C | MIC | M2C | M3C | M4C | M5C | M6C | CONTROL | LAYER-1 | MT1
|  |  |  | PP0_SQP-C34-IP-C3-P5L-T | TTC | 6 | LONG | ¦¦¦¦¦¦ | [9 empty] | -R2 |  | MIC | M2C | M3C | M4C | M5C | M6C |  |  | LAYER-1 | MT2
|  |  |  | PP0_SQP-C34-IP-C3-P4R-T | TTC | 7 | LONG | ¦¦¦¦¦¦¦ | 2 | 82 |  | 8 |  |  |  |  | MT2 | -R3 |  | MIC | M2C | M3C | M4C | M5C | M6C |  |  | LAYER-1 | MT3
|  |  |  | PP0_SQP-C34-IP-C3-P3R-T | TTC | 8 | LONG | ¦¦¦¦¦¦¦¦ | [9 empty] | -R4 |  | M0C | MIC | M2C | M3C | M4C | M5C | M6C |  | LAYER-1 | MT4
|  |  |  | PP0_SQP-C34-IP-C4-P6L-T | TTC | 5 | LONG | ¦¦¦¦¦ | 3 | 83 |  |  | 8 |  |  |  | MT3 | -R5 |  | MIC | M2C | M3C | M4C | M5C | M6C |  |  | LAYER-1 | MT5
|  |  |  | PP0_SQP-C34-IP-C4-P5L-T | TTC | 6 | LONG | ¦¦¦¦¦¦ | [9 empty] | -R6 |  | MIC | M2C | M3C | M4C | M5C | M6C |  |  | LAYER-1 | MT6
|  |  |  | PP0_SQP-C34-IP-C3-P4R-T | TTC | 7 | LONG | ¦¦¦¦¦¦¦ | 4 | 84 |  |  |  | 8 |  |  | MT4 | -R7 |  | MIC | M2C | M3C | M4C | M5C | M6C |  |  | LAYER-1 | MT7
|  |  |  | PP0_SQP-C34-IP-C3-P3R-T | TTC | 8 | LONG | ¦¦¦¦¦¦¦¦ | [9 empty] | -R8 |  | MIC | M2C | M3C | M4C | M5C | M6C |  |  | LAYER-1 | MT8
| C3/4 | Inner Service Panell |  | PP0_SQP-C34-IP-C3-P6L-T | DTO | 5 | LONG | ¦¦¦¦¦ | 1 | 91 | 9 |  |  |  | 9 | IP-OPTO-C34-9 | MT1 | -R1 |  | M6 | M1 | M4 | M3 | M5 | M2 |  | DATA | DISK | MT1
|  |  |  | PP0_SQP-C34-IP-C3-P5L-T | DTO | 6 | LONG | ¦¦¦¦¦¦ | [9 empty] | -R2 |  | MIC | M2C | M3C | M4C | M5C | M6C |  |  | LAYER-1 | MT2
|  |  |  | PP0_SQP-C34-IP-C3-P4R-T | DTO | 7 | LONG | ¦¦¦¦¦¦¦ | 2 | 92 |  | 9 |  |  |  |  | MT2 | -R3 |  | M0C | MIC | M2C | M3C | M4C | M5C | M6C |  | LAYER-1 | MT3
|  |  |  | PP0_SQP-C34-IP-C3-P3R-T | DTO | 8 | LONG | ¦¦¦¦¦¦¦¦ | [9 empty] | -R4 |  | MIC | M2C | M3C | M4C | M5C | M6C |  |  | LAYER-1 | MT4
|  |  |  | PP0_SQP-C34-IP-C4-P6L-T | DTO | 5 | LONG | ¦¦¦¦¦ | 3 | 93 |  |  | 9 |  |  |  | MT3 | -R5 |  | M6 | M1 | M4 | M3 | M5 | M2 |  |  | DISK | MT5
|  |  |  | PP0_SQP-C34-IP-C4-P5L-T | DTO | 6 | LONG | ¦¦¦¦¦¦ | [9 empty] | -R6 | [9 empty] | DARK | MT6 | bar: Fiber-2 to Fiber-8
|  |  |  | PP0_SQP-C34-IP-C3-P4R-T | DTO | 7 | LONG | ¦¦¦¦¦¦¦ | 4 | 94 |  |  |  | 9 |  |  | MT4 | -R7 |  | M0C | MIC | M2C | M3C | M4C | M5C | M6C |  | LAYER-1 | MT7
|  |  |  | PP0_SQP-C34-IP-C3-P3R-T | DTO | 8 | LONG | ¦¦¦¦¦¦¦¦ | [9 empty] | -R8 |  | MIC | M2C | M3C | M4C | M5C | M6C |  |  | LAYER-1 | MT8
| C3/4 | Inner Service Panell |  | PP0_SQP-C34-IP-C3-P2R-T | TTC | 5 | LONG | ¦¦¦¦¦ R | 1 | 101 | 10 |  |  |  | 10 | IP-OPTO-C34-10 | MT1 | -R1 |  | M6 | M1 | M4 | M3 | M5 | M2 |  | HYBRID | DISK | MT1
|  |  |  | PP0_SQP-C34-IP-C3-P1R-T | TTC | 6 | LONG | ¦¦¦¦¦¦ R | [9 empty] | -R2 |  | MIC | M2C | M3C | M4C | M5C | M6C |  |  | LAYER-1 | MT2
|  |  |  | PP0_SQP-C34-IP-C4-P2L-T | TTC | 7 | LONG | ¦¦¦¦¦¦¦ | 2 | 102 |  | 10 |  |  |  |  | MT2 | -R3 |  | M0C | MIC | M2C | M3C | M4C | M5C | M6C |  | LAYER-1 | MT3
|  |  |  | PP0_SQP-C34-IP-C4-P1L-T | TTC | 8 | LONG | ¦¦¦¦¦¦¦¦ | [9 empty] | -R4 |  | MIC | M2C | M3C | M4C | M5C | M6C |  |  | LAYER-1 | MT4
|  |  |  | PP0_SQP-C34-IP-C3-P2R-T | DTO | 8 | LONG | ¦¦¦¦¦¦¦¦ R | 3 | 103 |  |  | 10 |  |  |  | MT3 | -R5 |  | M6 | M1 | M4 | M3 | M5 | M2 |  |  | DISK | MT5
|  |  |  | PP0_SQP-C34-IP-C3-P1R-T | DTO | 7 | LONG | ¦¦¦¦¦¦¦ R | [9 empty] | -R6 | [9 empty] | DARK | MT6 | bar: Fiber-2 to Fiber-8
|  |  |  | PP0_SQP-C34-IP-C4-P2L-T | DTO | 6 | LONG | ¦¦¦¦¦¦ | 4 | 104 |  |  |  | 10 |  |  | MT4 | -R7 |  | M0C | MIC | M2C | M3C | M4C | M5C | M6C |  | LAYER-1 | MT7
|  |  |  | PP0_SQP-C34-IP-C4-P1L-T | DTO | 5 | LONG | ¦¦¦¦¦ | [9 empty] | -R8 |  | MIC | M2C | M3C | M4C | M5C | M6C |  |  | LAYER-1 | MT8

## SQP C12
|  |  |  | PPO DESIGNATIONS |  | Type 1 OPTO-RIBBONS |  |  |  |  | PP1a MT16 ROW NUMBER |  |  |  |  | Type2 OPTO CABLES | [13 empty] | ROD DESIGNATION
| Side Octant |  | Local Support Designator | PP0 Flex Location Designator | OptoPack Designator | MT8 | Ribbon Length | Pigtail Ribbon Marker | MT16 | PP1 Connector Position | Column 1 | Column 2 | Column 3 | Column 4 | Opto Cable Number | CABLE Unique Identifier | MT16 Connector Number | Ribbon Designator | Fiber-1 | Fiber-2 | Fiber-3 | Fiber-4 | Fiber-5 | Fiber-6 | Fiber-7 | Fiber-8 | Signal Type | SIGNAL SOURCE | MT8 Connector Number | BOC Designator | ROD Designator | Crate Designator | Rack ID Number
SQP C12 | C1 | Outer Service Panell |  | PP0_SQP-C12-OP-C1-P6R-T | TTC | 1 | SHORT | ¦ | 1 | 11 | 1 |  |  |  | 1 | IP-OPTO-C12-1 | MT1 | -R1 |  | MIC | M2C | M3C | M4C | M5C | M6C |  | CONTROL | B-LAYER | MT1
|  |  |  | PP0_SQP-C12-OP-C1-P5R-T | TTC | 2 | SHORT | ¦¦ | [9 empty] | -R2 |  | MIC | M2C | M3C | M4C | M5C | M6C |  |  | B-LAYER | MT2
|  |  |  | PP0_SQP-C12-OP-C1-P2R-T | TTC | 3 | SHORT | ¦¦¦ | 2 | 12 |  | 1 |  |  |  |  | MT2 | -R3 |  | M6 | M1 | M4 | M3 | M5 | M2 |  |  | DISK | MT3
|  |  |  | PP0_SQP-C12-OP-C1-P1R-T | TTC | 4 | SHORT | ¦¦¦¦ | [9 empty] | -R4 | [9 empty] | DARK | MT4 | bar: Fiber-2 to Fiber-8
|  |  |  | PP0_SQP-C12-OP-C1-P6R-B | TTC | 5 | LONG | ¦¦¦¦¦ | 3 | 13 |  |  | 1 |  |  |  | MT3 | -R5 |  | M0C | MIC | M2C | M3C | M4C | M5C | M6C |  | B-LAYER | MT5
|  |  |  | PP0_SQP-C12-OP-C1-P5R-B | TTC | 6 | LONG | ¦¦¦¦¦¦ | [9 empty] | -R6 |  | M0C | MIC | M2C | M3C | M4C | M5C | M6C |  | B-LAYER | MT6
|  |  |  | PP0_SQP-C12-OP-C1-P2R-B | TTC | 7 | LONG | ¦¦¦¦¦¦¦ | 4 | 14 |  |  |  | 1 |  |  | MT4 | -R7 |  | M0C | MIC | M2C | M3C | M4C | M5C | M6C |  | B-LAYER | MT7
|  |  |  | PP0_SQP-C12-OP-C1-P1R-B | TTC | 8 | LONG | ¦¦¦¦¦¦¦¦ | [9 empty] | -R8 |  | M0C | MIC | M2C | M3C | M4C | M5C | M6C |  | B-LAYER | MT8
| C1 | Outer Service Panell |  | PP0_SQP-C12-OP-C1-P6R-T | DTO-2 | 1 | SHORT | ¦ | 1 | 21 | 2 |  |  |  | 2 | IP-OPTO-C12-2 | MT1 | -R1 |  | M6 | M1 | M4 | M3 | M5 | M2 |  | DATA | DISK | MT1
|  |  |  | PP0_SQP-C12-OP-C1-P5R-T | DTO | 2 | SHORT | ¦¦ | [9 empty] | -R2 |  | M0C | MIC | M2C | M3C | M4C | M5C | M6C |  | B-LAYER | MT2
|  |  |  | PP0_SQP-C12-OP-C1-P2R-T | DTO | 3 | SHORT | ¦¦¦ | 2 | 22 |  | 2 |  |  |  |  | MT2 | -R3 |  | M0C | MIC | M2C | M3C | M4C | M5C | M6C |  | B-LAYER | MT3
|  |  |  | PP0_SQP-C12-OP-C1-P1R-T | DTO | 4 | SHORT | ¦¦¦¦ | [9 empty] | -R4 |  | M0C | MIC | M2C | M3C | M4C | M5C | M6C |  | B-LAYER | MT4
|  |  |  | PP0_SQP-C12-OP-C1-P6R-B | DTO | 5 | LONG | ¦¦¦¦¦ | 3 | 23 |  |  | 2 |  |  |  | MT3 | -R5 |  | MIC | M2C | M3C | M4C | M5C | M6C |  |  | DISK | MT5
|  |  |  | PP0_SQP-C12-OP-C1-P5R-B | DTO | 6 | LONG | ¦¦¦¦¦¦ | [9 empty] | -R6 |  | MIC | M2C | M3C | M4C | M5C | M6C |  |  | B-LAYER | MT6
|  |  |  | PP0_SQP-C12-OP-C1-P2R-B | DTO | 7 | LONG | ¦¦¦¦¦¦¦ | 4 | 24 |  |  |  | 2 |  |  | MT4 | -R7 |  | MIC | M2C | M3C | M4C | M5C | M6C |  |  | B-LAYER | MT7
|  |  |  | PP0_SQP-C12-OP-C1-P1R-B | DTO | 8 | LONG | ¦¦¦¦¦¦¦¦ | [9 empty] | -R8 |  | MIC | M2C | M3C | M4C | M5C | M6C |  |  | DISK | MT8
| C2 | Outer Service Panell |  | PP0_SQP-C12-OP-C2-P6L-T | TTC | 1 | SHORT | ¦ | 1 | 31 | 3 |  |  |  | 3 | IP-OPTO-C12-3 | MT1 | -R1 |  | M0C | MIC | M2C | M3C | M4C | M5C | M6C | CONTROL | LAYER-2 | MT1
|  |  |  | PP0_SQP-C12-OP-C2-P5L-T | TTC | 2 | SHORT | ¦¦ | [9 empty] | -R2 |  | M0C | MIC | M2C | M3C | M4C | M5C | M6C |  | LAYER-2 | MT2
|  |  |  | PP0_SQP-C12-OP-C2-P2L-T | TTC | 3 | SHORT | ¦¦¦ | 2 | 32 |  | 3 |  |  |  |  | MT2 | -R3 | [9 empty] | DARK | MT3 | bar: Fiber-2 to Fiber-8
|  |  |  | PP0_SQP-C12-OP-C2-P1L-T | TTC | 4 | SHORT | ¦¦¦¦ | [9 empty] | -R4 |  | MIC | M2C | M3C | M4C | M5C | M6C |  |  | LAYER-2 | MT4
|  |  |  | PP0_SQP-C12-OP-C2-P6L-B | TTC | 5 | LONG | ¦¦¦¦¦ | 3 | 33 |  |  | 3 |  |  |  | MT3 | -R5 |  | M0C | MIC | M2C | M3C | M4C | M5C | M6C |  | LAYER-2 | MT5
|  |  |  | PP0_SQP-C12-OP-C2-P5L-B | TTC | 6 | LONG | ¦¦¦¦¦¦ | [9 empty] | -R6 |  | M6 | M1 | M4 | M3 | M5 | M2 |  |  | DISK | MT6
|  |  |  | PP0_SQP-C12-OP-C2-P2L-B | TTC | 7 | LONG | ¦¦¦¦¦¦¦ | 4 | 34 |  |  |  | 3 |  |  | MT4 | -R7 |  | MIC | M2C | M3C | M4C | M5C | M6C |  |  | LAYER-2 | MT7
|  |  |  | PP0_SQP-C12-OP-C2-P1L-B | TTC | 8 | LONG | ¦¦¦¦¦¦¦¦ | [9 empty] | -R8 |  | MIC | M2C | M3C | M4C | M5C | M6C |  |  | LAYER-2 | MT8
| C2 | Outer Service Panell |  | PP0_SQP-C12-OP-C2-P6L-T | DTO | 1 | SHORT | ¦ | 1 | 41 | 4 |  |  |  | 4 | IP-OPTO-C12-4 | MT1 | -R1 |  | M0C | MIC | M2C | M3C | M4C | M5C | M6C | DATA | LAYER-2 | MT1
|  |  |  | PP0_SQP-C12-OP-C2-P5L-T | DTO | 2 | SHORT | ¦¦ | [9 empty] | -R2 |  | M0C | MIC | M2C | M3C | M4C | M5C | M6C |  | LAYER-2 | MT2
|  |  |  | PP0_SQP-C12-OP-C2-P2L-T | DTO | 3 | SHORT | ¦¦¦ | 2 | 42 |  | 4 |  |  |  |  | MT2 | -R3 | [9 empty] | DARK | MT3 | bar: Fiber-2 to Fiber-8
|  |  |  | PP0_SQP-C12-OP-C2-P1L-T | DTO | 4 | SHORT | ¦¦¦¦ | [9 empty] | -R4 |  | MIC | M2C | M3C | M4C | M5C | M6C |  |  | LAYER-2 | MT4
|  |  |  | PP0_SQP-C12-OP-C2-P6L-B | DTO | 5 | LONG | ¦¦¦¦¦ | 3 | 43 |  |  | 4 |  |  |  | MT3 | -R5 |  | M0C | MIC | M2C | M3C | M4C | M5C | M6C |  | LAYER-2 | MT5
|  |  |  | PP0_SQP-C12-OP-C2-P5L-B | DTO | 6 | LONG | ¦¦¦¦¦¦ | [9 empty] | -R6 |  | M6 | M1 | M4 | M3 | M5 | M2 |  |  | DISK | MT6
|  |  |  | PP0_SQP-C12-OP-C2-P2L-B | DTO | 7 | LONG | ¦¦¦¦¦¦¦ | 4 | 44 |  |  |  | 4 |  |  | MT4 | -R7 |  | MIC | M2C | M3C | M4C | M5C | M6C |  |  | LAYER-2 | MT7
|  |  |  | PP0_SQP-C12-OP-C2-P1L-B | DTO-2 | 8 | LONG | ¦¦¦¦¦¦¦¦ | [9 empty] | -R8 |  | MIC | M2C | M3C | M4C | M5C | M6C |  |  | LAYER-2 | MT8
| C1/2 | Outer Service Panell |  | PP0_SQP-C12-OP-C1-P4R-T | TTC | 1 | SHORT | ¦ | 1 | 51 | 5 |  |  |  | 5 | IP-OPTO-C12-5 | MT1 | -R1 |  | M6 | M1 | M4 | M3 | M5 | M2 |  | CONTROL | DISK | MT1
|  |  |  | PP0_SQP-C12-OP-C1-P3R-T | TTC | 2 | SHORT | ¦¦ | [9 empty] | -R2 | [9 empty] | DARK | MT2 | bar: Fiber-2 to Fiber-8
|  |  |  | PP0_SQP-C12-OP-C2-P4L-T | TTC | 3 | SHORT | ¦¦¦ | 2 | 52 |  | 5 |  |  |  |  | MT2 | -R3 |  | M6 | M1 | M4 | M3 | M5 | M2 |  |  | DISK | MT3
|  |  |  | PP0_SQP-C12-OP-C2-P3L-T | TTC | 4 | SHORT | ¦¦¦¦ | [9 empty] | -R4 | [9 empty] | DARK | MT4 | bar: Fiber-2 to Fiber-8
|  |  |  | PP0_SQP-C12-OP-C1-P4R-B | TTC | 5 | LONG | ¦¦¦¦¦ | 3 | 53 |  |  | 5 |  |  |  | MT3 | -R5 |  | MIC | M2C | M3C | M4C | M5C | M6C |  |  | B-LAYER | MT5
|  |  |  | PP0_SQP-C12-OP-C1-P3R-B | TTC | 6 | LONG | ¦¦¦¦¦¦ | [9 empty] | -R6 |  | MIC | M2C | M3C | M4C | M5C | M6C |  |  | B-LAYER | MT6
|  |  |  | PP0_SQP-C12-OP-C2-P4L-B | TTC | 7 | LONG | ¦¦¦¦¦¦¦ | 4 | 54 |  |  |  | 5 |  |  | MT4 | -R7 |  | M0C | MIC | M2C | M3C | M4C | M5C | M6C |  | B-LAYER | MT7
|  |  |  | PP0_SQP-C12-OP-C2-P3L-B | TTC | 8 | LONG | ¦¦¦¦¦¦¦¦ | [9 empty] | -R8 |  | M0C | MIC | M2C | M3C | M4C | M5C | M6C |  | B-LAYER | MT8
| C1 | Outer Service Panell |  | PP0_SQP-C12-OP-C1-P4R-T | DTO | 1 | SHORT | ¦ | 1 | 61 | 6 |  |  |  | 6 | IP-OPTO-C12-6 | MT1 | -R1 | [8 empty] | DATA | DARK | MT1 | bar: Fiber-2 to Fiber-8
|  |  |  | PP0_SQP-C12-OP-C1-P4R-T | DTO-2 | 2 | SHORT | ¦¦ | [9 empty] | -R2 |  | M0C | MIC | M2C | M3C | M4C | M5C | M6C |  | LAYER-2 | MT2
|  |  |  | PP0_SQP-C12-OP-C1-P3R-T | DTO | 3 | SHORT | ¦¦¦ | 2 | 62 |  | 6 |  |  |  |  | MT2 | -R3 |  | MIC | M2C | M3C | M4C | M5C | M6C |  |  | LAYER-2 | MT3
|  |  |  | PP0_SQP-C12-OP-C1-P3R-T | DTO-2 | 4 | SHORT | ¦¦¦¦ | [9 empty] | -R4 |  | MIC | M2C | M3C | M4C | M5C | M6C |  |  | LAYER-2 | MT4
|  |  |  | PP0_SQP-C12-OP-C1-P4R-B | DTO | 5 | LONG | ¦¦¦¦¦ | 3 | 63 |  |  | 6 |  |  |  | MT3 | -R5 |  | M0C | MIC | M2C | M3C | M4C | M5C | M6C |  | LAYER-2 | MT5
|  |  |  | PP0_SQP-C12-OP-C1-P4R-B | DTO-2 | 6 | LONG | ¦¦¦¦¦¦ | [9 empty] | -R6 |  | M0C | MIC | M2C | M3C | M4C | M5C | M6C |  | LAYER-2 | MT6
|  |  |  | PP0_SQP-C12-OP-C1-P3R-B | DTO | 7 | LONG | ¦¦¦¦¦¦¦ | 4 | 64 |  |  |  | 6 |  |  | MT4 | -R7 |  | MIC | M2C | M3C | M4C | M5C | M6C |  |  | LAYER-2 | MT7
|  |  |  | PP0_SQP-C12-OP-C1-P3R-B | DTO-2 | 8 | LONG | ¦¦¦¦¦¦¦¦ | [9 empty] | -R8 |  | MIC | M2C | M3C | M4C | M5C | M6C |  |  | LAYER-2 | MT8
| C2 | Outer Service Panell |  | PP0_SQP-C12-OP-C2-P4L-T | DTO | 1 | SHORT | ¦ | 1 | 71 | 7 |  |  |  | 7 | IP-OPTO-C12-7 | MT1 | -R1 | [8 empty] | DATA | DARK | MT1 | bar: Fiber-2 to Fiber-8
|  |  |  | PP0_SQP-C12-OP-C2-P4L-T | DTO-2 | 2 | SHORT | ¦¦ | [9 empty] | -R2 |  | M0C | MIC | M2C | M3C | M4C | M5C | M6C |  | LAYER-2 | MT2
|  |  |  | PP0_SQP-C12-OP-C2-P3L-T | DTO | 3 | SHORT | ¦¦¦ | 2 | 72 |  | 7 |  |  |  |  | MT2 | -R3 |  | MIC | M2C | M3C | M4C | M5C | M6C |  |  | LAYER-2 | MT3
|  |  |  | PP0_SQP-C12-OP-C2-P3L-T | DTO-2 | 4 | SHORT | ¦¦¦¦ | [9 empty] | -R4 |  | MIC | M2C | M3C | M4C | M5C | M6C |  |  | LAYER-2 | MT4
|  |  |  | PP0_SQP-C12-OP-C2-P4L-B | DTO | 5 | LONG | ¦¦¦¦¦ | 3 | 73 |  |  | 7 |  |  |  | MT3 | -R5 |  | M0C | MIC | M2C | M3C | M4C | M5C | M6C |  | LAYER-2 | MT5
|  |  |  | PP0_SQP-C12-OP-C2-P4L-B | DTO-2 | 6 | LONG | ¦¦¦¦¦¦ | [9 empty] | -R6 |  | M0C | MIC | M2C | M3C | M4C | M5C | M6C |  | LAYER-2 | MT6
|  |  |  | PP0_SQP-C12-OP-C2-P3L-B | DTO | 7 | LONG | ¦¦¦¦¦¦¦ | 4 | 74 |  |  |  | 7 |  |  | MT4 | -R7 |  | MIC | M2C | M3C | M4C | M5C | M6C |  |  | LAYER-2 | MT7
|  |  |  | PP0_SQP-C12-OP-C2-P3L-B | DTO-2 | 8 | LONG | ¦¦¦¦¦¦¦¦ | [9 empty] | -R8 |  | MIC | M2C | M3C | M4C | M5C | M6C |  |  | LAYER-2 | MT8
| C1/2 | Inner Service Panell |  | PP0_SQP-C12-IP-C1-P6L-T | TTC | 5 | LONG | ¦¦¦¦¦ | 1 | 81 | 8 |  |  |  | 8 | IP-OPTO-C12-8 | MT1 | -R1 |  | M0C | MIC | M2C | M3C | M4C | M5C | M6C | CONTROL | LAYER-1 | MT1
|  |  |  | PP0_SQP-C12-IP-C1-P5L-T | TTC | 6 | LONG | ¦¦¦¦¦¦ | [9 empty] | -R2 |  | MIC | M2C | M3C | M4C | M5C | M6C |  |  | LAYER-1 | MT2
|  |  |  | PP0_SQP-C12-IP-C1-P4R-T | TTC | 7 | LONG | ¦¦¦¦¦¦¦ | 2 | 82 |  | 8 |  |  |  |  | MT2 | -R3 |  | MIC | M2C | M3C | M4C | M5C | M6C |  |  | LAYER-1 | MT3
|  |  |  | PP0_SQP-C12-IP-C1-P3R-T | TTC | 8 | LONG | ¦¦¦¦¦¦¦¦ | [9 empty] | -R4 |  | M0C | MIC | M2C | M3C | M4C | M5C | M6C |  | LAYER-1 | MT4
|  |  |  | PP0_SQP-C12-IP-C2-P6L-T | TTC | 5 | LONG | ¦¦¦¦¦ | 3 | 83 |  |  | 8 |  |  |  | MT3 | -R5 |  | MIC | M2C | M3C | M4C | M5C | M6C |  |  | LAYER-1 | MT5
|  |  |  | PP0_SQP-C12-IP-C2-P5L-T | TTC | 6 | LONG | ¦¦¦¦¦¦ | [9 empty] | -R6 |  | MIC | M2C | M3C | M4C | M5C | M6C |  |  | LAYER-1 | MT6
|  |  |  | PP0_SQP-C12-IP-C1-P4R-T | TTC | 7 | LONG | ¦¦¦¦¦¦¦ | 4 | 84 |  |  |  | 8 |  |  | MT4 | -R7 |  | MIC | M2C | M3C | M4C | M5C | M6C |  |  | LAYER-1 | MT7
|  |  |  | PP0_SQP-C12-IP-C1-P3R-T | TTC | 8 | LONG | ¦¦¦¦¦¦¦¦ | [9 empty] | -R8 |  | MIC | M2C | M3C | M4C | M5C | M6C |  |  | LAYER-1 | MT8
| C1/2 | Inner Service Panell |  | PP0_SQP-C12-IP-C1-P6L-T | DTO | 5 | LONG | ¦¦¦¦¦ | 1 | 91 | 9 |  |  |  | 9 | IP-OPTO-C12-9 | MT1 | -R1 |  | M6 | M1 | M4 | M3 | M5 | M2 |  | DATA | DISK | MT1
|  |  |  | PP0_SQP-C12-IP-C1-P5L-T | DTO | 6 | LONG | ¦¦¦¦¦¦ | [9 empty] | -R2 |  | MIC | M2C | M3C | M4C | M5C | M6C |  |  | LAYER-1 | MT2
|  |  |  | PP0_SQP-C12-IP-C1-P4R-T | DTO | 7 | LONG | ¦¦¦¦¦¦¦ | 2 | 92 |  | 9 |  |  |  |  | MT2 | -R3 |  | M0C | MIC | M2C | M3C | M4C | M5C | M6C |  | LAYER-1 | MT3
|  |  |  | PP0_SQP-C12-IP-C1-P3R-T | DTO | 8 | LONG | ¦¦¦¦¦¦¦¦ | [9 empty] | -R4 |  | MIC | M2C | M3C | M4C | M5C | M6C |  |  | LAYER-1 | MT4
|  |  |  | PP0_SQP-C12-IP-C2-P6L-T | DTO | 5 | LONG | ¦¦¦¦¦ | 3 | 93 |  |  | 9 |  |  |  | MT3 | -R5 |  | M6 | M1 | M4 | M3 | M5 | M2 |  |  | DISK | MT5
|  |  |  | PP0_SQP-C12-IP-C2-P5L-T | DTO | 6 | LONG | ¦¦¦¦¦¦ | [9 empty] | -R6 | [9 empty] | DARK | MT6 | bar: Fiber-2 to Fiber-8
|  |  |  | PP0_SQP-C12-IP-C1-P4R-T | DTO | 7 | LONG | ¦¦¦¦¦¦¦ | 4 | 94 |  |  |  | 9 |  |  | MT4 | -R7 |  | M0C | MIC | M2C | M3C | M4C | M5C | M6C |  | LAYER-1 | MT7
|  |  |  | PP0_SQP-C12-IP-C1-P3R-T | DTO | 8 | LONG | ¦¦¦¦¦¦¦¦ | [9 empty] | -R8 |  | MIC | M2C | M3C | M4C | M5C | M6C |  |  | LAYER-1 | MT8
| C1/2 | Inner Service Panell |  | PP0_SQP-C12-IP-C1-P2R-T | TTC | 5 | LONG | ¦¦¦¦¦ R | 1 | 101 | 10 |  |  |  | 10 | IP-OPTO-C12-10 | MT1 | -R1 |  | M6 | M1 | M4 | M3 | M5 | M2 |  | HYBRID | DISK | MT1
|  |  |  | PP0_SQP-C12-IP-C1-P1R-T | TTC | 6 | LONG | ¦¦¦¦¦¦ R | [9 empty] | -R2 |  | MIC | M2C | M3C | M4C | M5C | M6C |  |  | LAYER-1 | MT2
|  |  |  | PP0_SQP-C12-IP-C2-P2L-T | TTC | 7 | LONG | ¦¦¦¦¦¦¦ | 2 | 102 |  | 10 |  |  |  |  | MT2 | -R3 |  | M0C | MIC | M2C | M3C | M4C | M5C | M6C |  | LAYER-1 | MT3
|  |  |  | PP0_SQP-C12-IP-C2-P1L-T | TTC | 8 | LONG | ¦¦¦¦¦¦¦¦ | [9 empty] | -R4 |  | MIC | M2C | M3C | M4C | M5C | M6C |  |  | LAYER-1 | MT4
|  |  |  | PP0_SQP-C12-IP-C1-P2R-T | DTO | 8 | LONG | ¦¦¦¦¦¦¦¦ R | 3 | 103 |  |  | 10 |  |  |  | MT3 | -R5 |  | M6 | M1 | M4 | M3 | M5 | M2 |  |  | DISK | MT5
|  |  |  | PP0_SQP-C12-IP-C1-P1R-T | DTO | 7 | LONG | ¦¦¦¦¦¦¦ R | [9 empty] | -R6 | [9 empty] | DARK | MT6 | bar: Fiber-2 to Fiber-8
|  |  |  | PP0_SQP-C12-IP-C2-P2L-T | DTO | 6 | LONG | ¦¦¦¦¦¦ | 4 | 104 |  |  |  | 10 |  |  | MT4 | -R7 |  | M0C | MIC | M2C | M3C | M4C | M5C | M6C |  | LAYER-1 | MT7
|  |  |  | PP0_SQP-C12-IP-C2-P1L-T | DTO | 5 | LONG | ¦¦¦¦¦ | [9 empty] | -R8 |  | MIC | M2C | M3C | M4C | M5C | M6C |  |  | LAYER-1 | MT8

## SQP A78
|  |  |  | PPO DESIGNATIONS |  | Type 1 OPTO-RIBBONS |  |  |  |  | PP1a MT16 ROW NUMBER |  |  |  |  | Type2 OPTO CABLES | [13 empty] | ROD DESIGNATION
| Side Octant |  | Local Support Designator | PP0 Flex Location Designator | OptoPack Designator | MT8 | Ribbon Length | Pigtail Ribbon Marker | MT16 | PP1 Connector Position | Column 1 | Column 2 | Column 3 | Column 4 | Opto Cable Number | CABLE Unique Identifier | MT16 Connector Number | Ribbon Designator | Fiber-1 | Fiber-2 | Fiber-3 | Fiber-4 | Fiber-5 | Fiber-6 | Fiber-7 | Fiber-8 | Signal Type | SIGNAL SOURCE | MT8 Connector Number | BOC Designator | ROD Designator | Crate Designator | Rack ID Number
SQP A78 | A8 | Outer Service Panell |  | PP0_SQP-A78-OP-A8-P6R-T | TTC | 1 | SHORT | ¦ | 1 | 11 | 1 |  |  |  | 1 | IP-OPTO-A78-1 | MT1 | -R1 |  | MIC | M2C | M3C | M4C | M5C | M6C |  | CONTROL | B-LAYER | MT1
|  |  |  | PP0_SQP-A78-OP-A8-P5R-T | TTC | 2 | SHORT | ¦¦ | [9 empty] | -R2 |  | MIC | M2C | M3C | M4C | M5C | M6C |  |  | B-LAYER | MT2
|  |  |  | PP0_SQP-A78-OP-A8-P2R-T | TTC | 3 | SHORT | ¦¦¦ | 2 | 12 |  | 1 |  |  |  |  | MT2 | -R3 |  | M6 | M1 | M4 | M3 | M5 | M2 |  |  | DISK | MT3
|  |  |  | PP0_SQP-A78-OP-A8-P1R-T | TTC | 4 | SHORT | ¦¦¦¦ | [9 empty] | -R4 | [9 empty] | DARK | MT4 | bar: Fiber-2 to Fiber-8
|  |  |  | PP0_SQP-A78-OP-A8-P6R-B | TTC | 5 | LONG | ¦¦¦¦¦ | 3 | 13 |  |  | 1 |  |  |  | MT3 | -R5 |  | M0C | MIC | M2C | M3C | M4C | M5C | M6C |  | B-LAYER | MT5
|  |  |  | PP0_SQP-A78-OP-A8-P5R-B | TTC | 6 | LONG | ¦¦¦¦¦¦ | [9 empty] | -R6 |  | M0C | MIC | M2C | M3C | M4C | M5C | M6C |  | B-LAYER | MT6
|  |  |  | PP0_SQP-A78-OP-A8-P2R-B | TTC | 7 | LONG | ¦¦¦¦¦¦¦ | 4 | 14 |  |  |  | 1 |  |  | MT4 | -R7 |  | M0C | MIC | M2C | M3C | M4C | M5C | M6C |  | B-LAYER | MT7
|  |  |  | PP0_SQP-A78-OP-A8-P1R-B | TTC | 8 | LONG | ¦¦¦¦¦¦¦¦ | [9 empty] | -R8 |  | M0C | MIC | M2C | M3C | M4C | M5C | M6C |  | B-LAYER | MT8
| A8 | Outer Service Panell |  | PP0_SQP-A78-OP-A8-P6R-T | DTO-2 | 1 | SHORT | ¦ | 1 | 21 | 2 |  |  |  | 2 | IP-OPTO-A78-2 | MT1 | -R1 |  | M6 | M1 | M4 | M3 | M5 | M2 |  | DATA | DISK | MT1
|  |  |  | PP0_SQP-A78-OP-A8-P5R-T | DTO | 2 | SHORT | ¦¦ | [9 empty] | -R2 |  | M0C | MIC | M2C | M3C | M4C | M5C | M6C |  | B-LAYER | MT2
|  |  |  | PP0_SQP-A78-OP-A8-P2R-T | DTO | 3 | SHORT | ¦¦¦ | 2 | 22 |  | 2 |  |  |  |  | MT2 | -R3 |  | M0C | MIC | M2C | M3C | M4C | M5C | M6C |  | B-LAYER | MT3
|  |  |  | PP0_SQP-A78-OP-A8-P1R-T | DTO | 4 | SHORT | ¦¦¦¦ | [9 empty] | -R4 |  | M0C | MIC | M2C | M3C | M4C | M5C | M6C |  | B-LAYER | MT4
|  |  |  | PP0_SQP-A78-OP-A8-P6R-B | DTO | 5 | LONG | ¦¦¦¦¦ | 3 | 23 |  |  | 2 |  |  |  | MT3 | -R5 |  | MIC | M2C | M3C | M4C | M5C | M6C |  |  | DISK | MT5
|  |  |  | PP0_SQP-A78-OP-A8-P5R-B | DTO | 6 | LONG | ¦¦¦¦¦¦ | [9 empty] | -R6 |  | MIC | M2C | M3C | M4C | M5C | M6C |  |  | B-LAYER | MT6
|  |  |  | PP0_SQP-A78-OP-A8-P2R-B | DTO | 7 | LONG | ¦¦¦¦¦¦¦ | 4 | 24 |  |  |  | 2 |  |  | MT4 | -R7 |  | MIC | M2C | M3C | M4C | M5C | M6C |  |  | B-LAYER | MT7
|  |  |  | PP0_SQP-A78-OP-A8-P1R-B | DTO | 8 | LONG | ¦¦¦¦¦¦¦¦ | [9 empty] | -R8 |  | MIC | M2C | M3C | M4C | M5C | M6C |  |  | DISK | MT8
| A7 | Outer Service Panell |  | PP0_SQP-A78-OP-A7-P6L-T | TTC | 1 | SHORT | ¦ | 1 | 31 | 3 |  |  |  | 3 | IP-OPTO-A78-3 | MT1 | -R1 |  | M0C | MIC | M2C | M3C | M4C | M5C | M6C | CONTROL | LAYER-2 | MT1
|  |  |  | PP0_SQP-A78-OP-A7-P5L-T | TTC | 2 | SHORT | ¦¦ | [9 empty] | -R2 |  | M0C | MIC | M2C | M3C | M4C | M5C | M6C |  | LAYER-2 | MT2
|  |  |  | PP0_SQP-A78-OP-A7-P2L-T | TTC | 3 | SHORT | ¦¦¦ | 2 | 32 |  | 3 |  |  |  |  | MT2 | -R3 | [9 empty] | DARK | MT3 | bar: Fiber-2 to Fiber-8
|  |  |  | PP0_SQP-A78-OP-A7-P1L-T | TTC | 4 | SHORT | ¦¦¦¦ | [9 empty] | -R4 |  | MIC | M2C | M3C | M4C | M5C | M6C |  |  | LAYER-2 | MT4
|  |  |  | PP0_SQP-A78-OP-A7-P6L-B | TTC | 5 | LONG | ¦¦¦¦¦ | 3 | 33 |  |  | 3 |  |  |  | MT3 | -R5 |  | M0C | MIC | M2C | M3C | M4C | M5C | M6C |  | LAYER-2 | MT5
|  |  |  | PP0_SQP-A78-OP-A7-P5L-B | TTC | 6 | LONG | ¦¦¦¦¦¦ | [9 empty] | -R6 |  | M6 | M1 | M4 | M3 | M5 | M2 |  |  | DISK | MT6
|  |  |  | PP0_SQP-A78-OP-A7-P2L-B | TTC | 7 | LONG | ¦¦¦¦¦¦¦ | 4 | 34 |  |  |  | 3 |  |  | MT4 | -R7 |  | MIC | M2C | M3C | M4C | M5C | M6C |  |  | LAYER-2 | MT7
|  |  |  | PP0_SQP-A78-OP-A7-P1L-B | TTC | 8 | LONG | ¦¦¦¦¦¦¦¦ | [9 empty] | -R8 |  | MIC | M2C | M3C | M4C | M5C | M6C |  |  | LAYER-2 | MT8
| A7 | Outer Service Panell |  | PP0_SQP-A78-OP-A7-P6L-T | DTO | 1 | SHORT | ¦ | 1 | 41 | 4 |  |  |  | 4 | IP-OPTO-A78-4 | MT1 | -R1 |  | M0C | MIC | M2C | M3C | M4C | M5C | M6C | DATA | LAYER-2 | MT1
|  |  |  | PP0_SQP-A78-OP-A7-P5L-T | DTO | 2 | SHORT | ¦¦ | [9 empty] | -R2 |  | M0C | MIC | M2C | M3C | M4C | M5C | M6C |  | LAYER-2 | MT2
|  |  |  | PP0_SQP-A78-OP-A7-P2L-T | DTO | 3 | SHORT | ¦¦¦ | 2 | 42 |  | 4 |  |  |  |  | MT2 | -R3 | [9 empty] | DARK | MT3 | bar: Fiber-2 to Fiber-8
|  |  |  | PP0_SQP-A78-OP-A7-P1L-T | DTO | 4 | SHORT | ¦¦¦¦ | [9 empty] | -R4 |  | MIC | M2C | M3C | M4C | M5C | M6C |  |  | LAYER-2 | MT4
|  |  |  | PP0_SQP-A78-OP-A7-P6L-B | DTO | 5 | LONG | ¦¦¦¦¦ | 3 | 43 |  |  | 4 |  |  |  | MT3 | -R5 |  | M0C | MIC | M2C | M3C | M4C | M5C | M6C |  | LAYER-2 | MT5
|  |  |  | PP0_SQP-A78-OP-A7-P5L-B | DTO | 6 | LONG | ¦¦¦¦¦¦ | [9 empty] | -R6 |  | M6 | M1 | M4 | M3 | M5 | M2 |  |  | DISK | MT6
|  |  |  | PP0_SQP-A78-OP-A7-P2L-B | DTO | 7 | LONG | ¦¦¦¦¦¦¦ | 4 | 44 |  |  |  | 4 |  |  | MT4 | -R7 |  | MIC | M2C | M3C | M4C | M5C | M6C |  |  | LAYER-2 | MT7
|  |  |  | PP0_SQP-A78-OP-A7-P1L-B | DTO-2 | 8 | LONG | ¦¦¦¦¦¦¦¦ | [9 empty] | -R8 |  | MIC | M2C | M3C | M4C | M5C | M6C |  |  | LAYER-2 | MT8
| A7/8 | Outer Service Panell |  | PP0_SQP-A78-OP-A8-P4R-T | TTC | 1 | SHORT | ¦ | 1 | 51 | 5 |  |  |  | 5 | IP-OPTO-A78-5 | MT1 | -R1 |  | M6 | M1 | M4 | M3 | M5 | M2 |  | CONTROL | DISK | MT1
|  |  |  | PP0_SQP-A78-OP-A8-P3R-T | TTC | 2 | SHORT | ¦¦ | [9 empty] | -R2 | [9 empty] | DARK | MT2 | bar: Fiber-2 to Fiber-8
|  |  |  | PP0_SQP-A78-OP-A7-P4L-T | TTC | 3 | SHORT | ¦¦¦ | 2 | 52 |  | 5 |  |  |  |  | MT2 | -R3 |  | M6 | M1 | M4 | M3 | M5 | M2 |  |  | DISK | MT3
|  |  |  | PP0_SQP-A78-OP-A7-P3L-T | TTC | 4 | SHORT | ¦¦¦¦ | [9 empty] | -R4 | [9 empty] | DARK | MT4 | bar: Fiber-2 to Fiber-8
|  |  |  | PP0_SQP-A78-OP-A8-P4R-B | TTC | 5 | LONG | ¦¦¦¦¦ | 3 | 53 |  |  | 5 |  |  |  | MT3 | -R5 |  | MIC | M2C | M3C | M4C | M5C | M6C |  |  | B-LAYER | MT5
|  |  |  | PP0_SQP-A78-OP-A8-P3R-B | TTC | 6 | LONG | ¦¦¦¦¦¦ | [9 empty] | -R6 |  | MIC | M2C | M3C | M4C | M5C | M6C |  |  | B-LAYER | MT6
|  |  |  | PP0_SQP-A78-OP-A7-P4L-B | TTC | 7 | LONG | ¦¦¦¦¦¦¦ | 4 | 54 |  |  |  | 5 |  |  | MT4 | -R7 |  | M0C | MIC | M2C | M3C | M4C | M5C | M6C |  | B-LAYER | MT7
|  |  |  | PP0_SQP-A78-OP-A7-P3L-B | TTC | 8 | LONG | ¦¦¦¦¦¦¦¦ | [9 empty] | -R8 |  | M0C | MIC | M2C | M3C | M4C | M5C | M6C |  | B-LAYER | MT8
| A8 | Outer Service Panell |  | PP0_SQP-A78-OP-A8-P4R-T | DTO | 1 | SHORT | ¦ | 1 | 61 | 6 |  |  |  | 6 | IP-OPTO-A78-6 | MT1 | -R1 | [8 empty] | DATA | DARK | MT1 | bar: Fiber-2 to Fiber-8
|  |  |  | PP0_SQP-A78-OP-A8-P4R-T | DTO-2 | 2 | SHORT | ¦¦ | [9 empty] | -R2 |  | M0C | MIC | M2C | M3C | M4C | M5C | M6C |  | LAYER-2 | MT2
|  |  |  | PP0_SQP-A78-OP-A8-P3R-T | DTO | 3 | SHORT | ¦¦¦ | 2 | 62 |  | 6 |  |  |  |  | MT2 | -R3 |  | MIC | M2C | M3C | M4C | M5C | M6C |  |  | LAYER-2 | MT3
|  |  |  | PP0_SQP-A78-OP-A8-P3R-T | DTO-2 | 4 | SHORT | ¦¦¦¦ | [9 empty] | -R4 |  | MIC | M2C | M3C | M4C | M5C | M6C |  |  | LAYER-2 | MT4
|  |  |  | PP0_SQP-A78-OP-A8-P4R-B | DTO | 5 | LONG | ¦¦¦¦¦ | 3 | 63 |  |  | 6 |  |  |  | MT3 | -R5 |  | M0C | MIC | M2C | M3C | M4C | M5C | M6C |  | LAYER-2 | MT5
|  |  |  | PP0_SQP-A78-OP-A8-P4R-B | DTO-2 | 6 | LONG | ¦¦¦¦¦¦ | [9 empty] | -R6 |  | M0C | MIC | M2C | M3C | M4C | M5C | M6C |  | LAYER-2 | MT6
|  |  |  | PP0_SQP-A78-OP-A8-P3R-B | DTO | 7 | LONG | ¦¦¦¦¦¦¦ | 4 | 64 |  |  |  | 6 |  |  | MT4 | -R7 |  | MIC | M2C | M3C | M4C | M5C | M6C |  |  | LAYER-2 | MT7
|  |  |  | PP0_SQP-A78-OP-A8-P3R-B | DTO-2 | 8 | LONG | ¦¦¦¦¦¦¦¦ | [9 empty] | -R8 |  | MIC | M2C | M3C | M4C | M5C | M6C |  |  | LAYER-2 | MT8
| A7 | Outer Service Panell |  | PP0_SQP-A78-OP-A7-P4L-T | DTO | 1 | SHORT | ¦ | 1 | 71 | 7 |  |  |  | 7 | IP-OPTO-A78-7 | MT1 | -R1 | [8 empty] | DATA | DARK | MT1 | bar: Fiber-2 to Fiber-8
|  |  |  | PP0_SQP-A78-OP-A7-P4L-T | DTO-2 | 2 | SHORT | ¦¦ | [9 empty] | -R2 |  | M0C | MIC | M2C | M3C | M4C | M5C | M6C |  | LAYER-2 | MT2
|  |  |  | PP0_SQP-A78-OP-A7-P3L-T | DTO | 3 | SHORT | ¦¦¦ | 2 | 72 |  | 7 |  |  |  |  | MT2 | -R3 |  | MIC | M2C | M3C | M4C | M5C | M6C |  |  | LAYER-2 | MT3
|  |  |  | PP0_SQP-A78-OP-A7-P3L-T | DTO-2 | 4 | SHORT | ¦¦¦¦ | [9 empty] | -R4 |  | MIC | M2C | M3C | M4C | M5C | M6C |  |  | LAYER-2 | MT4
|  |  |  | PP0_SQP-A78-OP-A7-P4L-B | DTO | 5 | LONG | ¦¦¦¦¦ | 3 | 73 |  |  | 7 |  |  |  | MT3 | -R5 |  | M0C | MIC | M2C | M3C | M4C | M5C | M6C |  | LAYER-2 | MT5
|  |  |  | PP0_SQP-A78-OP-A7-P4L-B | DTO-2 | 6 | LONG | ¦¦¦¦¦¦ | [9 empty] | -R6 |  | M0C | MIC | M2C | M3C | M4C | M5C | M6C |  | LAYER-2 | MT6
|  |  |  | PP0_SQP-A78-OP-A7-P3L-B | DTO | 7 | LONG | ¦¦¦¦¦¦¦ | 4 | 74 |  |  |  | 7 |  |  | MT4 | -R7 |  | MIC | M2C | M3C | M4C | M5C | M6C |  |  | LAYER-2 | MT7
|  |  |  | PP0_SQP-A78-OP-A7-P3L-B | DTO-2 | 8 | LONG | ¦¦¦¦¦¦¦¦ | [9 empty] | -R8 |  | MIC | M2C | M3C | M4C | M5C | M6C |  |  | LAYER-2 | MT8
| A7/8 | Inner Service Panell |  | PP0_SQP-A78-IP-A8-P6L-T | TTC | 5 | LONG | ¦¦¦¦¦ | 1 | 81 | 8 |  |  |  | 8 | IP-OPTO-A78-8 | MT1 | -R1 |  | M0C | MIC | M2C | M3C | M4C | M5C | M6C | CONTROL | LAYER-1 | MT1
|  |  |  | PP0_SQP-A78-IP-A8-P5L-T | TTC | 6 | LONG | ¦¦¦¦¦¦ | [9 empty] | -R2 |  | MIC | M2C | M3C | M4C | M5C | M6C |  |  | LAYER-1 | MT2
|  |  |  | PP0_SQP-A78-IP-A8-P4R-T | TTC | 7 | LONG | ¦¦¦¦¦¦¦ | 2 | 82 |  | 8 |  |  |  |  | MT2 | -R3 |  | MIC | M2C | M3C | M4C | M5C | M6C |  |  | LAYER-1 | MT3
|  |  |  | PP0_SQP-A78-IP-A8-P3R-T | TTC | 8 | LONG | ¦¦¦¦¦¦¦¦ | [9 empty] | -R4 |  | M0C | MIC | M2C | M3C | M4C | M5C | M6C |  | LAYER-1 | MT4
|  |  |  | PP0_SQP-A78-IP-A7-P6L-T | TTC | 5 | LONG | ¦¦¦¦¦ | 3 | 83 |  |  | 8 |  |  |  | MT3 | -R5 |  | MIC | M2C | M3C | M4C | M5C | M6C |  |  | LAYER-1 | MT5
|  |  |  | PP0_SQP-A78-IP-A7-P5L-T | TTC | 6 | LONG | ¦¦¦¦¦¦ | [9 empty] | -R6 |  | MIC | M2C | M3C | M4C | M5C | M6C |  |  | LAYER-1 | MT6
|  |  |  | PP0_SQP-A78-IP-A8-P4R-T | TTC | 7 | LONG | ¦¦¦¦¦¦¦ | 4 | 84 |  |  |  | 8 |  |  | MT4 | -R7 |  | MIC | M2C | M3C | M4C | M5C | M6C |  |  | LAYER-1 | MT7
|  |  |  | PP0_SQP-A78-IP-A8-P3R-T | TTC | 8 | LONG | ¦¦¦¦¦¦¦¦ | [9 empty] | -R8 |  | MIC | M2C | M3C | M4C | M5C | M6C |  |  | LAYER-1 | MT8
| A7/8 | Inner Service Panell |  | PP0_SQP-A78-IP-A8-P6L-T | DTO | 5 | LONG | ¦¦¦¦¦ | 1 | 91 | 9 |  |  |  | 9 | IP-OPTO-A78-9 | MT1 | -R1 |  | M6 | M1 | M4 | M3 | M5 | M2 |  | DATA | DISK | MT1
|  |  |  | PP0_SQP-A78-IP-A8-P5L-T | DTO | 6 | LONG | ¦¦¦¦¦¦ | [9 empty] | -R2 |  | MIC | M2C | M3C | M4C | M5C | M6C |  |  | LAYER-1 | MT2
|  |  |  | PP0_SQP-A78-IP-A8-P4R-T | DTO | 7 | LONG | ¦¦¦¦¦¦¦ | 2 | 92 |  | 9 |  |  |  |  | MT2 | -R3 |  | M0C | MIC | M2C | M3C | M4C | M5C | M6C |  | LAYER-1 | MT3
|  |  |  | PP0_SQP-A78-IP-A8-P3R-T | DTO | 8 | LONG | ¦¦¦¦¦¦¦¦ | [9 empty] | -R4 |  | MIC | M2C | M3C | M4C | M5C | M6C |  |  | LAYER-1 | MT4
|  |  |  | PP0_SQP-A78-IP-A7-P6L-T | DTO | 5 | LONG | ¦¦¦¦¦ | 3 | 93 |  |  | 9 |  |  |  | MT3 | -R5 |  | M6 | M1 | M4 | M3 | M5 | M2 |  |  | DISK | MT5
|  |  |  | PP0_SQP-A78-IP-A7-P5L-T | DTO | 6 | LONG | ¦¦¦¦¦¦ | [9 empty] | -R6 | [9 empty] | DARK | MT6 | bar: Fiber-2 to Fiber-8
|  |  |  | PP0_SQP-A78-IP-A8-P4R-T | DTO | 7 | LONG | ¦¦¦¦¦¦¦ | 4 | 94 |  |  |  | 9 |  |  | MT4 | -R7 |  | M0C | MIC | M2C | M3C | M4C | M5C | M6C |  | LAYER-1 | MT7
|  |  |  | PP0_SQP-A78-IP-A8-P3R-T | DTO | 8 | LONG | ¦¦¦¦¦¦¦¦ | [9 empty] | -R8 |  | MIC | M2C | M3C | M4C | M5C | M6C |  |  | LAYER-1 | MT8
| A7/8 | Inner Service Panell |  | PP0_SQP-A78-IP-A8-P2R-T | TTC | 5 | LONG | ¦¦¦¦¦ R | 1 | 101 | 10 |  |  |  | 10 | IP-OPTO-A78-10 | MT1 | -R1 |  | M6 | M1 | M4 | M3 | M5 | M2 |  | HYBRID | DISK | MT1
|  |  |  | PP0_SQP-A78-IP-A8-P1R-T | TTC | 6 | LONG | ¦¦¦¦¦¦ R | [9 empty] | -R2 |  | MIC | M2C | M3C | M4C | M5C | M6C |  |  | LAYER-1 | MT2
|  |  |  | PP0_SQP-A78-IP-A7-P2L-T | TTC | 7 | LONG | ¦¦¦¦¦¦¦ | 2 | 102 |  | 10 |  |  |  |  | MT2 | -R3 |  | M0C | MIC | M2C | M3C | M4C | M5C | M6C |  | LAYER-1 | MT3
|  |  |  | PP0_SQP-A78-IP-A7-P1L-T | TTC | 8 | LONG | ¦¦¦¦¦¦¦¦ | [9 empty] | -R4 |  | MIC | M2C | M3C | M4C | M5C | M6C |  |  | LAYER-1 | MT4
|  |  |  | PP0_SQP-A78-IP-A8-P2R-T | DTO | 8 | LONG | ¦¦¦¦¦¦¦¦ R | 3 | 103 |  |  | 10 |  |  |  | MT3 | -R5 |  | M6 | M1 | M4 | M3 | M5 | M2 |  |  | DISK | MT5
|  |  |  | PP0_SQP-A78-IP-A8-P1R-T | DTO | 7 | LONG | ¦¦¦¦¦¦¦ R | [9 empty] | -R6 | [9 empty] | DARK | MT6 | bar: Fiber-2 to Fiber-8
|  |  |  | PP0_SQP-A78-IP-A7-P2L-T | DTO | 6 | LONG | ¦¦¦¦¦¦ | 4 | 104 |  |  |  | 10 |  |  | MT4 | -R7 |  | M0C | MIC | M2C | M3C | M4C | M5C | M6C |  | LAYER-1 | MT7
|  |  |  | PP0_SQP-A78-IP-A7-P1L-T | DTO | 5 | LONG | ¦¦¦¦¦ | [9 empty] | -R8 |  | MIC | M2C | M3C | M4C | M5C | M6C |  |  | LAYER-1 | MT8

## SQP A56
|  |  |  | PPO DESIGNATIONS |  | Type 1 OPTO-RIBBONS |  |  |  |  | PP1a MT16 ROW NUMBER |  |  |  |  | Type2 OPTO CABLES | [13 empty] | ROD DESIGNATION
| Side Octant |  | Local Support Designator | PP0 Flex Location Designator | OptoPack Designator | MT8 | Ribbon Length | Pigtail Ribbon Marker | MT16 | PP1 Connector Position | Column 1 | Column 2 | Column 3 | Column 4 | Opto Cable Number | CABLE Unique Identifier | MT16 Connector Number | Ribbon Designator | Fiber-1 | Fiber-2 | Fiber-3 | Fiber-4 | Fiber-5 | Fiber-6 | Fiber-7 | Fiber-8 | Signal Type | SIGNAL SOURCE | MT8 Connector Number | BOC Designator | ROD Designator | Crate Designator | Rack ID Number
SQP A56 | A6 | Outer Service Panell |  | PP0_SQP-A56-OP-A6-P6R-T | TTC | 1 | SHORT | ¦ | 1 | 11 | 1 |  |  |  | 1 | IP-OPTO-A56-1 | MT1 | -R1 |  | MIC | M2C | M3C | M4C | M5C | M6C |  | CONTROL | B-LAYER | MT1
|  |  |  | PP0_SQP-A56-OP-A6-P5R-T | TTC | 2 | SHORT | ¦¦ | [9 empty] | -R2 |  | MIC | M2C | M3C | M4C | M5C | M6C |  |  | B-LAYER | MT2
|  |  |  | PP0_SQP-A56-OP-A6-P2R-T | TTC | 3 | SHORT | ¦¦¦ | 2 | 12 |  | 1 |  |  |  |  | MT2 | -R3 |  | M6 | M1 | M4 | M3 | M5 | M2 |  |  | DISK | MT3
|  |  |  | PP0_SQP-A56-OP-A6-P1R-T | TTC | 4 | SHORT | ¦¦¦¦ | [9 empty] | -R4 | [9 empty] | DARK | MT4 | bar: Fiber-2 to Fiber-8
|  |  |  | PP0_SQP-A56-OP-A6-P6R-B | TTC | 5 | LONG | ¦¦¦¦¦ | 3 | 13 |  |  | 1 |  |  |  | MT3 | -R5 |  | M0C | MIC | M2C | M3C | M4C | M5C | M6C |  | B-LAYER | MT5
|  |  |  | PP0_SQP-A56-OP-A6-P5R-B | TTC | 6 | LONG | ¦¦¦¦¦¦ | [9 empty] | -R6 |  | M0C | MIC | M2C | M3C | M4C | M5C | M6C |  | B-LAYER | MT6
|  |  |  | PP0_SQP-A56-OP-A6-P2R-B | TTC | 7 | LONG | ¦¦¦¦¦¦¦ | 4 | 14 |  |  |  | 1 |  |  | MT4 | -R7 |  | M0C | MIC | M2C | M3C | M4C | M5C | M6C |  | B-LAYER | MT7
|  |  |  | PP0_SQP-A56-OP-A6-P1R-B | TTC | 8 | LONG | ¦¦¦¦¦¦¦¦ | [9 empty] | -R8 |  | M0C | MIC | M2C | M3C | M4C | M5C | M6C |  | B-LAYER | MT8
| A6 | Outer Service Panell |  | PP0_SQP-A56-OP-A6-P6R-T | DTO-2 | 1 | SHORT | ¦ | 1 | 21 | 2 |  |  |  | 2 | IP-OPTO-A56-2 | MT1 | -R1 |  | M6 | M1 | M4 | M3 | M5 | M2 |  | DATA | DISK | MT1
|  |  |  | PP0_SQP-A56-OP-A6-P5R-T | DTO | 2 | SHORT | ¦¦ | [9 empty] | -R2 |  | M0C | MIC | M2C | M3C | M4C | M5C | M6C |  | B-LAYER | MT2
|  |  |  | PP0_SQP-A56-OP-A6-P2R-T | DTO | 3 | SHORT | ¦¦¦ | 2 | 22 |  | 2 |  |  |  |  | MT2 | -R3 |  | M0C | MIC | M2C | M3C | M4C | M5C | M6C |  | B-LAYER | MT3
|  |  |  | PP0_SQP-A56-OP-A6-P1R-T | DTO | 4 | SHORT | ¦¦¦¦ | [9 empty] | -R4 |  | M0C | MIC | M2C | M3C | M4C | M5C | M6C |  | B-LAYER | MT4
|  |  |  | PP0_SQP-A56-OP-A6-P6R-B | DTO | 5 | LONG | ¦¦¦¦¦ | 3 | 23 |  |  | 2 |  |  |  | MT3 | -R5 |  | MIC | M2C | M3C | M4C | M5C | M6C |  |  | DISK | MT5
|  |  |  | PP0_SQP-A56-OP-A6-P5R-B | DTO | 6 | LONG | ¦¦¦¦¦¦ | [9 empty] | -R6 |  | MIC | M2C | M3C | M4C | M5C | M6C |  |  | B-LAYER | MT6
|  |  |  | PP0_SQP-A56-OP-A6-P2R-B | DTO | 7 | LONG | ¦¦¦¦¦¦¦ | 4 | 24 |  |  |  | 2 |  |  | MT4 | -R7 |  | MIC | M2C | M3C | M4C | M5C | M6C |  |  | B-LAYER | MT7
|  |  |  | PP0_SQP-A56-OP-A6-P1R-B | DTO | 8 | LONG | ¦¦¦¦¦¦¦¦ | [9 empty] | -R8 |  | MIC | M2C | M3C | M4C | M5C | M6C |  |  | DISK | MT8
| A5 | Outer Service Panell |  | PP0_SQP-A56-OP-A5-P6L-T | TTC | 1 | SHORT | ¦ | 1 | 31 | 3 |  |  |  | 3 | IP-OPTO-A56-3 | MT1 | -R1 |  | M0C | MIC | M2C | M3C | M4C | M5C | M6C | CONTROL | LAYER-2 | MT1
|  |  |  | PP0_SQP-A56-OP-A5-P5L-T | TTC | 2 | SHORT | ¦¦ | [9 empty] | -R2 |  | M0C | MIC | M2C | M3C | M4C | M5C | M6C |  | LAYER-2 | MT2
|  |  |  | PP0_SQP-A56-OP-A5-P2L-T | TTC | 3 | SHORT | ¦¦¦ | 2 | 32 |  | 3 |  |  |  |  | MT2 | -R3 | [9 empty] | DARK | MT3 | bar: Fiber-2 to Fiber-8
|  |  |  | PP0_SQP-A56-OP-A5-P1L-T | TTC | 4 | SHORT | ¦¦¦¦ | [9 empty] | -R4 |  | MIC | M2C | M3C | M4C | M5C | M6C |  |  | LAYER-2 | MT4
|  |  |  | PP0_SQP-A56-OP-A5-P6L-B | TTC | 5 | LONG | ¦¦¦¦¦ | 3 | 33 |  |  | 3 |  |  |  | MT3 | -R5 |  | M0C | MIC | M2C | M3C | M4C | M5C | M6C |  | LAYER-2 | MT5
|  |  |  | PP0_SQP-A56-OP-A5-P5L-B | TTC | 6 | LONG | ¦¦¦¦¦¦ | [9 empty] | -R6 |  | M6 | M1 | M4 | M3 | M5 | M2 |  |  | DISK | MT6
|  |  |  | PP0_SQP-A56-OP-A5-P2L-B | TTC | 7 | LONG | ¦¦¦¦¦¦¦ | 4 | 34 |  |  |  | 3 |  |  | MT4 | -R7 |  | MIC | M2C | M3C | M4C | M5C | M6C |  |  | LAYER-2 | MT7
|  |  |  | PP0_SQP-A56-OP-A5-P1L-B | TTC | 8 | LONG | ¦¦¦¦¦¦¦¦ | [9 empty] | -R8 |  | MIC | M2C | M3C | M4C | M5C | M6C |  |  | LAYER-2 | MT8
| A5 | Outer Service Panell |  | PP0_SQP-A56-OP-A5-P6L-T | DTO | 1 | SHORT | ¦ | 1 | 41 | 4 |  |  |  | 4 | IP-OPTO-A56-4 | MT1 | -R1 |  | M0C | MIC | M2C | M3C | M4C | M5C | M6C | DATA | LAYER-2 | MT1
|  |  |  | PP0_SQP-A56-OP-A5-P5L-T | DTO | 2 | SHORT | ¦¦ | [9 empty] | -R2 |  | M0C | MIC | M2C | M3C | M4C | M5C | M6C |  | LAYER-2 | MT2
|  |  |  | PP0_SQP-A56-OP-A5-P2L-T | DTO | 3 | SHORT | ¦¦¦ | 2 | 42 |  | 4 |  |  |  |  | MT2 | -R3 | [9 empty] | DARK | MT3 | bar: Fiber-2 to Fiber-8
|  |  |  | PP0_SQP-A56-OP-A5-P1L-T | DTO | 4 | SHORT | ¦¦¦¦ | [9 empty] | -R4 |  | MIC | M2C | M3C | M4C | M5C | M6C |  |  | LAYER-2 | MT4
|  |  |  | PP0_SQP-A56-OP-A5-P6L-B | DTO | 5 | LONG | ¦¦¦¦¦ | 3 | 43 |  |  | 4 |  |  |  | MT3 | -R5 |  | M0C | MIC | M2C | M3C | M4C | M5C | M6C |  | LAYER-2 | MT5
|  |  |  | PP0_SQP-A56-OP-A5-P5L-B | DTO | 6 | LONG | ¦¦¦¦¦¦ | [9 empty] | -R6 |  | M6 | M1 | M4 | M3 | M5 | M2 |  |  | DISK | MT6
|  |  |  | PP0_SQP-A56-OP-A5-P2L-B | DTO | 7 | LONG | ¦¦¦¦¦¦¦ | 4 | 44 |  |  |  | 4 |  |  | MT4 | -R7 |  | MIC | M2C | M3C | M4C | M5C | M6C |  |  | LAYER-2 | MT7
|  |  |  | PP0_SQP-A56-OP-A5-P1L-B | DTO-2 | 8 | LONG | ¦¦¦¦¦¦¦¦ | [9 empty] | -R8 |  | MIC | M2C | M3C | M4C | M5C | M6C |  |  | LAYER-2 | MT8
| A5/6 | Outer Service Panell |  | PP0_SQP-A56-OP-A6-P4R-T | TTC | 1 | SHORT | ¦ | 1 | 51 | 5 |  |  |  | 5 | IP-OPTO-A56-5 | MT1 | -R1 |  | M6 | M1 | M4 | M3 | M5 | M2 |  | CONTROL | DISK | MT1
|  |  |  | PP0_SQP-A56-OP-A6-P3R-T | TTC | 2 | SHORT | ¦¦ | [9 empty] | -R2 | [9 empty] | DARK | MT2 | bar: Fiber-2 to Fiber-8
|  |  |  | PP0_SQP-A56-OP-A5-P4L-T | TTC | 3 | SHORT | ¦¦¦ | 2 | 52 |  | 5 |  |  |  |  | MT2 | -R3 |  | M6 | M1 | M4 | M3 | M5 | M2 |  |  | DISK | MT3
|  |  |  | PP0_SQP-A56-OP-A5-P3L-T | TTC | 4 | SHORT | ¦¦¦¦ | [9 empty] | -R4 | [9 empty] | DARK | MT4 | bar: Fiber-2 to Fiber-8
|  |  |  | PP0_SQP-A56-OP-A6-P4R-B | TTC | 5 | LONG | ¦¦¦¦¦ | 3 | 53 |  |  | 5 |  |  |  | MT3 | -R5 |  | MIC | M2C | M3C | M4C | M5C | M6C |  |  | B-LAYER | MT5
|  |  |  | PP0_SQP-A56-OP-A6-P3R-B | TTC | 6 | LONG | ¦¦¦¦¦¦ | [9 empty] | -R6 |  | MIC | M2C | M3C | M4C | M5C | M6C |  |  | B-LAYER | MT6
|  |  |  | PP0_SQP-A56-OP-A5-P4L-B | TTC | 7 | LONG | ¦¦¦¦¦¦¦ | 4 | 54 |  |  |  | 5 |  |  | MT4 | -R7 |  | M0C | MIC | M2C | M3C | M4C | M5C | M6C |  | B-LAYER | MT7
|  |  |  | PP0_SQP-A56-OP-A5-P3L-B | TTC | 8 | LONG | ¦¦¦¦¦¦¦¦ | [9 empty] | -R8 |  | M0C | MIC | M2C | M3C | M4C | M5C | M6C |  | B-LAYER | MT8
| A6 | Outer Service Panell |  | PP0_SQP-A56-OP-A6-P4R-T | DTO | 1 | SHORT | ¦ | 1 | 61 | 6 |  |  |  | 6 | IP-OPTO-A56-6 | MT1 | -R1 | [8 empty] | DATA | DARK | MT1 | bar: Fiber-2 to Fiber-8
|  |  |  | PP0_SQP-A56-OP-A6-P4R-T | DTO-2 | 2 | SHORT | ¦¦ | [9 empty] | -R2 |  | M0C | MIC | M2C | M3C | M4C | M5C | M6C |  | LAYER-2 | MT2
|  |  |  | PP0_SQP-A56-OP-A6-P3R-T | DTO | 3 | SHORT | ¦¦¦ | 2 | 62 |  | 6 |  |  |  |  | MT2 | -R3 |  | MIC | M2C | M3C | M4C | M5C | M6C |  |  | LAYER-2 | MT3
|  |  |  | PP0_SQP-A56-OP-A6-P3R-T | DTO-2 | 4 | SHORT | ¦¦¦¦ | [9 empty] | -R4 |  | MIC | M2C | M3C | M4C | M5C | M6C |  |  | LAYER-2 | MT4
|  |  |  | PP0_SQP-A56-OP-A6-P4R-B | DTO | 5 | LONG | ¦¦¦¦¦ | 3 | 63 |  |  | 6 |  |  |  | MT3 | -R5 |  | M0C | MIC | M2C | M3C | M4C | M5C | M6C |  | LAYER-2 | MT5
|  |  |  | PP0_SQP-A56-OP-A6-P4R-B | DTO-2 | 6 | LONG | ¦¦¦¦¦¦ | [9 empty] | -R6 |  | M0C | MIC | M2C | M3C | M4C | M5C | M6C |  | LAYER-2 | MT6
|  |  |  | PP0_SQP-A56-OP-A6-P3R-B | DTO | 7 | LONG | ¦¦¦¦¦¦¦ | 4 | 64 |  |  |  | 6 |  |  | MT4 | -R7 |  | MIC | M2C | M3C | M4C | M5C | M6C |  |  | LAYER-2 | MT7
|  |  |  | PP0_SQP-A56-OP-A6-P3R-B | DTO-2 | 8 | LONG | ¦¦¦¦¦¦¦¦ | [9 empty] | -R8 |  | MIC | M2C | M3C | M4C | M5C | M6C |  |  | LAYER-2 | MT8
| A5 | Outer Service Panell |  | PP0_SQP-A56-OP-A5-P4L-T | DTO | 1 | SHORT | ¦ | 1 | 71 | 7 |  |  |  | 7 | IP-OPTO-A56-7 | MT1 | -R1 | [8 empty] | DATA | DARK | MT1 | bar: Fiber-2 to Fiber-8
|  |  |  | PP0_SQP-A56-OP-A5-P4L-T | DTO-2 | 2 | SHORT | ¦¦ | [9 empty] | -R2 |  | M0C | MIC | M2C | M3C | M4C | M5C | M6C |  | LAYER-2 | MT2
|  |  |  | PP0_SQP-A56-OP-A5-P3L-T | DTO | 3 | SHORT | ¦¦¦ | 2 | 72 |  | 7 |  |  |  |  | MT2 | -R3 |  | MIC | M2C | M3C | M4C | M5C | M6C |  |  | LAYER-2 | MT3
|  |  |  | PP0_SQP-A56-OP-A5-P3L-T | DTO-2 | 4 | SHORT | ¦¦¦¦ | [9 empty] | -R4 |  | MIC | M2C | M3C | M4C | M5C | M6C |  |  | LAYER-2 | MT4
|  |  |  | PP0_SQP-A56-OP-A5-P4L-B | DTO | 5 | LONG | ¦¦¦¦¦ | 3 | 73 |  |  | 7 |  |  |  | MT3 | -R5 |  | M0C | MIC | M2C | M3C | M4C | M5C | M6C |  | LAYER-2 | MT5
|  |  |  | PP0_SQP-A56-OP-A5-P4L-B | DTO-2 | 6 | LONG | ¦¦¦¦¦¦ | [9 empty] | -R6 |  | M0C | MIC | M2C | M3C | M4C | M5C | M6C |  | LAYER-2 | MT6
|  |  |  | PP0_SQP-A56-OP-A5-P3L-B | DTO | 7 | LONG | ¦¦¦¦¦¦¦ | 4 | 74 |  |  |  | 7 |  |  | MT4 | -R7 |  | MIC | M2C | M3C | M4C | M5C | M6C |  |  | LAYER-2 | MT7
|  |  |  | PP0_SQP-A56-OP-A5-P3L-B | DTO-2 | 8 | LONG | ¦¦¦¦¦¦¦¦ | [9 empty] | -R8 |  | MIC | M2C | M3C | M4C | M5C | M6C |  |  | LAYER-2 | MT8
| A5/6 | Inner Service Panell |  | PP0_SQP-A56-IP-A6-P6L-T | TTC | 5 | LONG | ¦¦¦¦¦ | 1 | 81 | 8 |  |  |  | 8 | IP-OPTO-A56-8 | MT1 | -R1 |  | M0C | MIC | M2C | M3C | M4C | M5C | M6C | CONTROL | LAYER-1 | MT1
|  |  |  | PP0_SQP-A56-IP-A6-P5L-T | TTC | 6 | LONG | ¦¦¦¦¦¦ | [9 empty] | -R2 |  | MIC | M2C | M3C | M4C | M5C | M6C |  |  | LAYER-1 | MT2
|  |  |  | PP0_SQP-A56-IP-A6-P4R-T | TTC | 7 | LONG | ¦¦¦¦¦¦¦ | 2 | 82 |  | 8 |  |  |  |  | MT2 | -R3 |  | MIC | M2C | M3C | M4C | M5C | M6C |  |  | LAYER-1 | MT3
|  |  |  | PP0_SQP-A56-IP-A6-P3R-T | TTC | 8 | LONG | ¦¦¦¦¦¦¦¦ | [9 empty] | -R4 |  | M0C | MIC | M2C | M3C | M4C | M5C | M6C |  | LAYER-1 | MT4
|  |  |  | PP0_SQP-A56-IP-A5-P6L-T | TTC | 5 | LONG | ¦¦¦¦¦ | 3 | 83 |  |  | 8 |  |  |  | MT3 | -R5 |  | MIC | M2C | M3C | M4C | M5C | M6C |  |  | LAYER-1 | MT5
|  |  |  | PP0_SQP-A56-IP-A5-P5L-T | TTC | 6 | LONG | ¦¦¦¦¦¦ | [9 empty] | -R6 |  | MIC | M2C | M3C | M4C | M5C | M6C |  |  | LAYER-1 | MT6
|  |  |  | PP0_SQP-A56-IP-A6-P4R-T | TTC | 7 | LONG | ¦¦¦¦¦¦¦ | 4 | 84 |  |  |  | 8 |  |  | MT4 | -R7 |  | MIC | M2C | M3C | M4C | M5C | M6C |  |  | LAYER-1 | MT7
|  |  |  | PP0_SQP-A56-IP-A6-P3R-T | TTC | 8 | LONG | ¦¦¦¦¦¦¦¦ | [9 empty] | -R8 |  | MIC | M2C | M3C | M4C | M5C | M6C |  |  | LAYER-1 | MT8
| A5/6 | Inner Service Panell |  | PP0_SQP-A56-IP-A6-P6L-T | DTO | 5 | LONG | ¦¦¦¦¦ | 1 | 91 | 9 |  |  |  | 9 | IP-OPTO-A56-9 | MT1 | -R1 |  | M6 | M1 | M4 | M3 | M5 | M2 |  | DATA | DISK | MT1
|  |  |  | PP0_SQP-A56-IP-A6-P5L-T | DTO | 6 | LONG | ¦¦¦¦¦¦ | [9 empty] | -R2 |  | MIC | M2C | M3C | M4C | M5C | M6C |  |  | LAYER-1 | MT2
|  |  |  | PP0_SQP-A56-IP-A6-P4R-T | DTO | 7 | LONG | ¦¦¦¦¦¦¦ | 2 | 92 |  | 9 |  |  |  |  | MT2 | -R3 |  | M0C | MIC | M2C | M3C | M4C | M5C | M6C |  | LAYER-1 | MT3
|  |  |  | PP0_SQP-A56-IP-A6-P3R-T | DTO | 8 | LONG | ¦¦¦¦¦¦¦¦ | [9 empty] | -R4 |  | MIC | M2C | M3C | M4C | M5C | M6C |  |  | LAYER-1 | MT4
|  |  |  | PP0_SQP-A56-IP-A5-P6L-T | DTO | 5 | LONG | ¦¦¦¦¦ | 3 | 93 |  |  | 9 |  |  |  | MT3 | -R5 |  | M6 | M1 | M4 | M3 | M5 | M2 |  |  | DISK | MT5
|  |  |  | PP0_SQP-A56-IP-A5-P5L-T | DTO | 6 | LONG | ¦¦¦¦¦¦ | [9 empty] | -R6 | [9 empty] | DARK | MT6 | bar: Fiber-2 to Fiber-8
|  |  |  | PP0_SQP-A56-IP-A6-P4R-T | DTO | 7 | LONG | ¦¦¦¦¦¦¦ | 4 | 94 |  |  |  | 9 |  |  | MT4 | -R7 |  | M0C | MIC | M2C | M3C | M4C | M5C | M6C |  | LAYER-1 | MT7
|  |  |  | PP0_SQP-A56-IP-A6-P3R-T | DTO | 8 | LONG | ¦¦¦¦¦¦¦¦ | [9 empty] | -R8 |  | MIC | M2C | M3C | M4C | M5C | M6C |  |  | LAYER-1 | MT8
| A5/6 | Inner Service Panell |  | PP0_SQP-A56-IP-A6-P2R-T | TTC | 5 | LONG | ¦¦¦¦¦ R | 1 | 101 | 10 |  |  |  | 10 | IP-OPTO-A56-10 | MT1 | -R1 |  | M6 | M1 | M4 | M3 | M5 | M2 |  | HYBRID | DISK | MT1
|  |  |  | PP0_SQP-A56-IP-A6-P1R-T | TTC | 6 | LONG | ¦¦¦¦¦¦ R | [9 empty] | -R2 |  | MIC | M2C | M3C | M4C | M5C | M6C |  |  | LAYER-1 | MT2
|  |  |  | PP0_SQP-A56-IP-A5-P2L-T | TTC | 7 | LONG | ¦¦¦¦¦¦¦ | 2 | 102 |  | 10 |  |  |  |  | MT2 | -R3 |  | M0C | MIC | M2C | M3C | M4C | M5C | M6C |  | LAYER-1 | MT3
|  |  |  | PP0_SQP-A56-IP-A5-P1L-T | TTC | 8 | LONG | ¦¦¦¦¦¦¦¦ | [9 empty] | -R4 |  | MIC | M2C | M3C | M4C | M5C | M6C |  |  | LAYER-1 | MT4
|  |  |  | PP0_SQP-A56-IP-A6-P2R-T | DTO | 8 | LONG | ¦¦¦¦¦¦¦¦ R | 3 | 103 |  |  | 10 |  |  |  | MT3 | -R5 |  | M6 | M1 | M4 | M3 | M5 | M2 |  |  | DISK | MT5
|  |  |  | PP0_SQP-A56-IP-A6-P1R-T | DTO | 7 | LONG | ¦¦¦¦¦¦¦ R | [9 empty] | -R6 | [9 empty] | DARK | MT6 | bar: Fiber-2 to Fiber-8
|  |  |  | PP0_SQP-A56-IP-A5-P2L-T | DTO | 6 | LONG | ¦¦¦¦¦¦ | 4 | 104 |  |  |  | 10 |  |  | MT4 | -R7 |  | M0C | MIC | M2C | M3C | M4C | M5C | M6C |  | LAYER-1 | MT7
|  |  |  | PP0_SQP-A56-IP-A5-P1L-T | DTO | 5 | LONG | ¦¦¦¦¦ | [9 empty] | -R8 |  | MIC | M2C | M3C | M4C | M5C | M6C |  |  | LAYER-1 | MT8

## SQP A34
|  |  |  | PPO DESIGNATIONS |  | Type 1 OPTO-RIBBONS |  |  |  |  | PP1a MT16 ROW NUMBER |  |  |  |  | Type2 OPTO CABLES | [13 empty] | ROD DESIGNATION
| Side Octant |  | Local Support Designator | PP0 Flex Location Designator | OptoPack Designator | MT8 | Ribbon Length | Pigtail Ribbon Marker | MT16 | PP1 Connector Position | Column 1 | Column 2 | Column 3 | Column 4 | Opto Cable Number | CABLE Unique Identifier | MT16 Connector Number | Ribbon Designator | Fiber-1 | Fiber-2 | Fiber-3 | Fiber-4 | Fiber-5 | Fiber-6 | Fiber-7 | Fiber-8 | Signal Type | SIGNAL SOURCE | MT8 Connector Number | BOC Designator | ROD Designator | Crate Designator | Rack ID Number
SQP A34 | A4 | Outer Service Panell |  | PP0_SQP-A34-OP-A4-P6R-T | TTC | 1 | SHORT | ¦ | 1 | 11 | 1 |  |  |  | 1 | IP-OPTO-A34-1 | MT1 | -R1 |  | MIC | M2C | M3C | M4C | M5C | M6C |  | CONTROL | B-LAYER | MT1
|  |  |  | PP0_SQP-A34-OP-A4-P5R-T | TTC | 2 | SHORT | ¦¦ | [9 empty] | -R2 |  | MIC | M2C | M3C | M4C | M5C | M6C |  |  | B-LAYER | MT2
|  |  |  | PP0_SQP-A34-OP-A4-P2R-T | TTC | 3 | SHORT | ¦¦¦ | 2 | 12 |  | 1 |  |  |  |  | MT2 | -R3 |  | M6 | M1 | M4 | M3 | M5 | M2 |  |  | DISK | MT3
|  |  |  | PP0_SQP-A34-OP-A4-P1R-T | TTC | 4 | SHORT | ¦¦¦¦ | [9 empty] | -R4 | [9 empty] | DARK | MT4 | bar: Fiber-2 to Fiber-8
|  |  |  | PP0_SQP-A34-OP-A4-P6R-B | TTC | 5 | LONG | ¦¦¦¦¦ | 3 | 13 |  |  | 1 |  |  |  | MT3 | -R5 |  | M0C | MIC | M2C | M3C | M4C | M5C | M6C |  | B-LAYER | MT5
|  |  |  | PP0_SQP-A34-OP-A4-P5R-B | TTC | 6 | LONG | ¦¦¦¦¦¦ | [9 empty] | -R6 |  | M0C | MIC | M2C | M3C | M4C | M5C | M6C |  | B-LAYER | MT6
|  |  |  | PP0_SQP-A34-OP-A4-P2R-B | TTC | 7 | LONG | ¦¦¦¦¦¦¦ | 4 | 14 |  |  |  | 1 |  |  | MT4 | -R7 |  | M0C | MIC | M2C | M3C | M4C | M5C | M6C |  | B-LAYER | MT7
|  |  |  | PP0_SQP-A34-OP-A4-P1R-B | TTC | 8 | LONG | ¦¦¦¦¦¦¦¦ | [9 empty] | -R8 |  | M0C | MIC | M2C | M3C | M4C | M5C | M6C |  | B-LAYER | MT8
| A4 | Outer Service Panell |  | PP0_SQP-A34-OP-A4-P6R-T | DTO-2 | 1 | SHORT | ¦ | 1 | 21 | 2 |  |  |  | 2 | IP-OPTO-A34-2 | MT1 | -R1 |  | M6 | M1 | M4 | M3 | M5 | M2 |  | DATA | DISK | MT1
|  |  |  | PP0_SQP-A34-OP-A4-P5R-T | DTO | 2 | SHORT | ¦¦ | [9 empty] | -R2 |  | M0C | MIC | M2C | M3C | M4C | M5C | M6C |  | B-LAYER | MT2
|  |  |  | PP0_SQP-A34-OP-A4-P2R-T | DTO | 3 | SHORT | ¦¦¦ | 2 | 22 |  | 2 |  |  |  |  | MT2 | -R3 |  | M0C | MIC | M2C | M3C | M4C | M5C | M6C |  | B-LAYER | MT3
|  |  |  | PP0_SQP-A34-OP-A4-P1R-T | DTO | 4 | SHORT | ¦¦¦¦ | [9 empty] | -R4 |  | M0C | MIC | M2C | M3C | M4C | M5C | M6C |  | B-LAYER | MT4
|  |  |  | PP0_SQP-A34-OP-A4-P6R-B | DTO | 5 | LONG | ¦¦¦¦¦ | 3 | 23 |  |  | 2 |  |  |  | MT3 | -R5 |  | MIC | M2C | M3C | M4C | M5C | M6C |  |  | DISK | MT5
|  |  |  | PP0_SQP-A34-OP-A4-P5R-B | DTO | 6 | LONG | ¦¦¦¦¦¦ | [9 empty] | -R6 |  | MIC | M2C | M3C | M4C | M5C | M6C |  |  | B-LAYER | MT6
|  |  |  | PP0_SQP-A34-OP-A4-P2R-B | DTO | 7 | LONG | ¦¦¦¦¦¦¦ | 4 | 24 |  |  |  | 2 |  |  | MT4 | -R7 |  | MIC | M2C | M3C | M4C | M5C | M6C |  |  | B-LAYER | MT7
|  |  |  | PP0_SQP-A34-OP-A4-P1R-B | DTO | 8 | LONG | ¦¦¦¦¦¦¦¦ | [9 empty] | -R8 |  | MIC | M2C | M3C | M4C | M5C | M6C |  |  | DISK | MT8
| A3 | Outer Service Panell |  | PP0_SQP-A34-OP-A3-P6L-T | TTC | 1 | SHORT | ¦ | 1 | 31 | 3 |  |  |  | 3 | IP-OPTO-A34-3 | MT1 | -R1 |  | M0C | MIC | M2C | M3C | M4C | M5C | M6C | CONTROL | LAYER-2 | MT1
|  |  |  | PP0_SQP-A34-OP-A3-P5L-T | TTC | 2 | SHORT | ¦¦ | [9 empty] | -R2 |  | M0C | MIC | M2C | M3C | M4C | M5C | M6C |  | LAYER-2 | MT2
|  |  |  | PP0_SQP-A34-OP-A3-P2L-T | TTC | 3 | SHORT | ¦¦¦ | 2 | 32 |  | 3 |  |  |  |  | MT2 | -R3 | [9 empty] | DARK | MT3 | bar: Fiber-2 to Fiber-8
|  |  |  | PP0_SQP-A34-OP-A3-P1L-T | TTC | 4 | SHORT | ¦¦¦¦ | [9 empty] | -R4 |  | MIC | M2C | M3C | M4C | M5C | M6C |  |  | LAYER-2 | MT4
|  |  |  | PP0_SQP-A34-OP-A3-P6L-B | TTC | 5 | LONG | ¦¦¦¦¦ | 3 | 33 |  |  | 3 |  |  |  | MT3 | -R5 |  | M0C | MIC | M2C | M3C | M4C | M5C | M6C |  | LAYER-2 | MT5
|  |  |  | PP0_SQP-A34-OP-A3-P5L-B | TTC | 6 | LONG | ¦¦¦¦¦¦ | [9 empty] | -R6 |  | M6 | M1 | M4 | M3 | M5 | M2 |  |  | DISK | MT6
|  |  |  | PP0_SQP-A34-OP-A3-P2L-B | TTC | 7 | LONG | ¦¦¦¦¦¦¦ | 4 | 34 |  |  |  | 3 |  |  | MT4 | -R7 |  | MIC | M2C | M3C | M4C | M5C | M6C |  |  | LAYER-2 | MT7
|  |  |  | PP0_SQP-A34-OP-A3-P1L-B | TTC | 8 | LONG | ¦¦¦¦¦¦¦¦ | [9 empty] | -R8 |  | MIC | M2C | M3C | M4C | M5C | M6C |  |  | LAYER-2 | MT8
| A3 | Outer Service Panell |  | PP0_SQP-A34-OP-A3-P6L-T | DTO | 1 | SHORT | ¦ | 1 | 41 | 4 |  |  |  | 4 | IP-OPTO-A34-4 | MT1 | -R1 |  | M0C | MIC | M2C | M3C | M4C | M5C | M6C | DATA | LAYER-2 | MT1
|  |  |  | PP0_SQP-A34-OP-A3-P5L-T | DTO | 2 | SHORT | ¦¦ | [9 empty] | -R2 |  | M0C | MIC | M2C | M3C | M4C | M5C | M6C |  | LAYER-2 | MT2
|  |  |  | PP0_SQP-A34-OP-A3-P2L-T | DTO | 3 | SHORT | ¦¦¦ | 2 | 42 |  | 4 |  |  |  |  | MT2 | -R3 | [9 empty] | DARK | MT3 | bar: Fiber-2 to Fiber-8
|  |  |  | PP0_SQP-A34-OP-A3-P1L-T | DTO | 4 | SHORT | ¦¦¦¦ | [9 empty] | -R4 |  | MIC | M2C | M3C | M4C | M5C | M6C |  |  | LAYER-2 | MT4
|  |  |  | PP0_SQP-A34-OP-A3-P6L-B | DTO | 5 | LONG | ¦¦¦¦¦ | 3 | 43 |  |  | 4 |  |  |  | MT3 | -R5 |  | M0C | MIC | M2C | M3C | M4C | M5C | M6C |  | LAYER-2 | MT5
|  |  |  | PP0_SQP-A34-OP-A3-P5L-B | DTO | 6 | LONG | ¦¦¦¦¦¦ | [9 empty] | -R6 |  | M6 | M1 | M4 | M3 | M5 | M2 |  |  | DISK | MT6
|  |  |  | PP0_SQP-A34-OP-A3-P2L-B | DTO | 7 | LONG | ¦¦¦¦¦¦¦ | 4 | 44 |  |  |  | 4 |  |  | MT4 | -R7 |  | MIC | M2C | M3C | M4C | M5C | M6C |  |  | LAYER-2 | MT7
|  |  |  | PP0_SQP-A34-OP-A3-P1L-B | DTO-2 | 8 | LONG | ¦¦¦¦¦¦¦¦ | [9 empty] | -R8 |  | MIC | M2C | M3C | M4C | M5C | M6C |  |  | LAYER-2 | MT8
| A3/4 | Outer Service Panell |  | PP0_SQP-A34-OP-A4-P4R-T | TTC | 1 | SHORT | ¦ | 1 | 51 | 5 |  |  |  | 5 | IP-OPTO-A34-5 | MT1 | -R1 |  | M6 | M1 | M4 | M3 | M5 | M2 |  | CONTROL | DISK | MT1
|  |  |  | PP0_SQP-A34-OP-A4-P3R-T | TTC | 2 | SHORT | ¦¦ | [9 empty] | -R2 | [9 empty] | DARK | MT2 | bar: Fiber-2 to Fiber-8
|  |  |  | PP0_SQP-A34-OP-A3-P4L-T | TTC | 3 | SHORT | ¦¦¦ | 2 | 52 |  | 5 |  |  |  |  | MT2 | -R3 |  | M6 | M1 | M4 | M3 | M5 | M2 |  |  | DISK | MT3
|  |  |  | PP0_SQP-A34-OP-A3-P3L-T | TTC | 4 | SHORT | ¦¦¦¦ | [9 empty] | -R4 | [9 empty] | DARK | MT4 | bar: Fiber-2 to Fiber-8
|  |  |  | PP0_SQP-A34-OP-A4-P4R-B | TTC | 5 | LONG | ¦¦¦¦¦ | 3 | 53 |  |  | 5 |  |  |  | MT3 | -R5 |  | MIC | M2C | M3C | M4C | M5C | M6C |  |  | B-LAYER | MT5
|  |  |  | PP0_SQP-A34-OP-A4-P3R-B | TTC | 6 | LONG | ¦¦¦¦¦¦ | [9 empty] | -R6 |  | MIC | M2C | M3C | M4C | M5C | M6C |  |  | B-LAYER | MT6
|  |  |  | PP0_SQP-A34-OP-A3-P4L-B | TTC | 7 | LONG | ¦¦¦¦¦¦¦ | 4 | 54 |  |  |  | 5 |  |  | MT4 | -R7 |  | M0C | MIC | M2C | M3C | M4C | M5C | M6C |  | B-LAYER | MT7
|  |  |  | PP0_SQP-A34-OP-A3-P3L-B | TTC | 8 | LONG | ¦¦¦¦¦¦¦¦ | [9 empty] | -R8 |  | M0C | MIC | M2C | M3C | M4C | M5C | M6C |  | B-LAYER | MT8
| A4 | Outer Service Panell |  | PP0_SQP-A34-OP-A4-P4R-T | DTO | 1 | SHORT | ¦ | 1 | 61 | 6 |  |  |  | 6 | IP-OPTO-A34-6 | MT1 | -R1 | [8 empty] | DATA | DARK | MT1 | bar: Fiber-2 to Fiber-8
|  |  |  | PP0_SQP-A34-OP-A4-P4R-T | DTO-2 | 2 | SHORT | ¦¦ | [9 empty] | -R2 |  | M0C | MIC | M2C | M3C | M4C | M5C | M6C |  | LAYER-2 | MT2
|  |  |  | PP0_SQP-A34-OP-A4-P3R-T | DTO | 3 | SHORT | ¦¦¦ | 2 | 62 |  | 6 |  |  |  |  | MT2 | -R3 |  | MIC | M2C | M3C | M4C | M5C | M6C |  |  | LAYER-2 | MT3
|  |  |  | PP0_SQP-A34-OP-A4-P3R-T | DTO-2 | 4 | SHORT | ¦¦¦¦ | [9 empty] | -R4 |  | MIC | M2C | M3C | M4C | M5C | M6C |  |  | LAYER-2 | MT4
|  |  |  | PP0_SQP-A34-OP-A4-P4R-B | DTO | 5 | LONG | ¦¦¦¦¦ | 3 | 63 |  |  | 6 |  |  |  | MT3 | -R5 |  | M0C | MIC | M2C | M3C | M4C | M5C | M6C |  | LAYER-2 | MT5
|  |  |  | PP0_SQP-A34-OP-A4-P4R-B | DTO-2 | 6 | LONG | ¦¦¦¦¦¦ | [9 empty] | -R6 |  | M0C | MIC | M2C | M3C | M4C | M5C | M6C |  | LAYER-2 | MT6
|  |  |  | PP0_SQP-A34-OP-A4-P3R-B | DTO | 7 | LONG | ¦¦¦¦¦¦¦ | 4 | 64 |  |  |  | 6 |  |  | MT4 | -R7 |  | MIC | M2C | M3C | M4C | M5C | M6C |  |  | LAYER-2 | MT7
|  |  |  | PP0_SQP-A34-OP-A4-P3R-B | DTO-2 | 8 | LONG | ¦¦¦¦¦¦¦¦ | [9 empty] | -R8 |  | MIC | M2C | M3C | M4C | M5C | M6C |  |  | LAYER-2 | MT8
| A3 | Outer Service Panell |  | PP0_SQP-A34-OP-A3-P4L-T | DTO | 1 | SHORT | ¦ | 1 | 71 | 7 |  |  |  | 7 | IP-OPTO-A34-7 | MT1 | -R1 | [8 empty] | DATA | DARK | MT1 | bar: Fiber-2 to Fiber-8
|  |  |  | PP0_SQP-A34-OP-A3-P4L-T | DTO-2 | 2 | SHORT | ¦¦ | [9 empty] | -R2 |  | M0C | MIC | M2C | M3C | M4C | M5C | M6C |  | LAYER-2 | MT2
|  |  |  | PP0_SQP-A34-OP-A3-P3L-T | DTO | 3 | SHORT | ¦¦¦ | 2 | 72 |  | 7 |  |  |  |  | MT2 | -R3 |  | MIC | M2C | M3C | M4C | M5C | M6C |  |  | LAYER-2 | MT3
|  |  |  | PP0_SQP-A34-OP-A3-P3L-T | DTO-2 | 4 | SHORT | ¦¦¦¦ | [9 empty] | -R4 |  | MIC | M2C | M3C | M4C | M5C | M6C |  |  | LAYER-2 | MT4
|  |  |  | PP0_SQP-A34-OP-A3-P4L-B | DTO | 5 | LONG | ¦¦¦¦¦ | 3 | 73 |  |  | 7 |  |  |  | MT3 | -R5 |  | M0C | MIC | M2C | M3C | M4C | M5C | M6C |  | LAYER-2 | MT5
|  |  |  | PP0_SQP-A34-OP-A3-P4L-B | DTO-2 | 6 | LONG | ¦¦¦¦¦¦ | [9 empty] | -R6 |  | M0C | MIC | M2C | M3C | M4C | M5C | M6C |  | LAYER-2 | MT6
|  |  |  | PP0_SQP-A34-OP-A3-P3L-B | DTO | 7 | LONG | ¦¦¦¦¦¦¦ | 4 | 74 |  |  |  | 7 |  |  | MT4 | -R7 |  | MIC | M2C | M3C | M4C | M5C | M6C |  |  | LAYER-2 | MT7
|  |  |  | PP0_SQP-A34-OP-A3-P3L-B | DTO-2 | 8 | LONG | ¦¦¦¦¦¦¦¦ | [9 empty] | -R8 |  | MIC | M2C | M3C | M4C | M5C | M6C |  |  | LAYER-2 | MT8
| A3/4 | Inner Service Panell |  | PP0_SQP-A34-IP-A4-P6L-T | TTC | 5 | LONG | ¦¦¦¦¦ | 1 | 81 | 8 |  |  |  | 8 | IP-OPTO-A34-8 | MT1 | -R1 |  | M0C | MIC | M2C | M3C | M4C | M5C | M6C | CONTROL | LAYER-1 | MT1
|  |  |  | PP0_SQP-A34-IP-A4-P5L-T | TTC | 6 | LONG | ¦¦¦¦¦¦ | [9 empty] | -R2 |  | MIC | M2C | M3C | M4C | M5C | M6C |  |  | LAYER-1 | MT2
|  |  |  | PP0_SQP-A34-IP-A4-P4R-T | TTC | 7 | LONG | ¦¦¦¦¦¦¦ | 2 | 82 |  | 8 |  |  |  |  | MT2 | -R3 |  | MIC | M2C | M3C | M4C | M5C | M6C |  |  | LAYER-1 | MT3
|  |  |  | PP0_SQP-A34-IP-A4-P3R-T | TTC | 8 | LONG | ¦¦¦¦¦¦¦¦ | [9 empty] | -R4 |  | M0C | MIC | M2C | M3C | M4C | M5C | M6C |  | LAYER-1 | MT4
|  |  |  | PP0_SQP-A34-IP-A3-P6L-T | TTC | 5 | LONG | ¦¦¦¦¦ | 3 | 83 |  |  | 8 |  |  |  | MT3 | -R5 |  | MIC | M2C | M3C | M4C | M5C | M6C |  |  | LAYER-1 | MT5
|  |  |  | PP0_SQP-A34-IP-A3-P5L-T | TTC | 6 | LONG | ¦¦¦¦¦¦ | [9 empty] | -R6 |  | MIC | M2C | M3C | M4C | M5C | M6C |  |  | LAYER-1 | MT6
|  |  |  | PP0_SQP-A34-IP-A4-P4R-T | TTC | 7 | LONG | ¦¦¦¦¦¦¦ | 4 | 84 |  |  |  | 8 |  |  | MT4 | -R7 |  | MIC | M2C | M3C | M4C | M5C | M6C |  |  | LAYER-1 | MT7
|  |  |  | PP0_SQP-A34-IP-A4-P3R-T | TTC | 8 | LONG | ¦¦¦¦¦¦¦¦ | [9 empty] | -R8 |  | MIC | M2C | M3C | M4C | M5C | M6C |  |  | LAYER-1 | MT8
| A3/4 | Inner Service Panell |  | PP0_SQP-A34-IP-A4-P6L-T | DTO | 5 | LONG | ¦¦¦¦¦ | 1 | 91 | 9 |  |  |  | 9 | IP-OPTO-A34-9 | MT1 | -R1 |  | M6 | M1 | M4 | M3 | M5 | M2 |  | DATA | DISK | MT1
|  |  |  | PP0_SQP-A34-IP-A4-P5L-T | DTO | 6 | LONG | ¦¦¦¦¦¦ | [9 empty] | -R2 |  | MIC | M2C | M3C | M4C | M5C | M6C |  |  | LAYER-1 | MT2
|  |  |  | PP0_SQP-A34-IP-A4-P4R-T | DTO | 7 | LONG | ¦¦¦¦¦¦¦ | 2 | 92 |  | 9 |  |  |  |  | MT2 | -R3 |  | M0C | MIC | M2C | M3C | M4C | M5C | M6C |  | LAYER-1 | MT3
|  |  |  | PP0_SQP-A34-IP-A4-P3R-T | DTO | 8 | LONG | ¦¦¦¦¦¦¦¦ | [9 empty] | -R4 |  | MIC | M2C | M3C | M4C | M5C | M6C |  |  | LAYER-1 | MT4
|  |  |  | PP0_SQP-A34-IP-A3-P6L-T | DTO | 5 | LONG | ¦¦¦¦¦ | 3 | 93 |  |  | 9 |  |  |  | MT3 | -R5 |  | M6 | M1 | M4 | M3 | M5 | M2 |  |  | DISK | MT5
|  |  |  | PP0_SQP-A34-IP-A3-P5L-T | DTO | 6 | LONG | ¦¦¦¦¦¦ | [9 empty] | -R6 | [9 empty] | DARK | MT6 | bar: Fiber-2 to Fiber-8
|  |  |  | PP0_SQP-A34-IP-A4-P4R-T | DTO | 7 | LONG | ¦¦¦¦¦¦¦ | 4 | 94 |  |  |  | 9 |  |  | MT4 | -R7 |  | M0C | MIC | M2C | M3C | M4C | M5C | M6C |  | LAYER-1 | MT7
|  |  |  | PP0_SQP-A34-IP-A4-P3R-T | DTO | 8 | LONG | ¦¦¦¦¦¦¦¦ | [9 empty] | -R8 |  | MIC | M2C | M3C | M4C | M5C | M6C |  |  | LAYER-1 | MT8
| A3/4 | Inner Service Panell |  | PP0_SQP-A34-IP-A4-P2R-T | TTC | 5 | LONG | ¦¦¦¦¦ R | 1 | 101 | 10 |  |  |  | 10 | IP-OPTO-A34-10 | MT1 | -R1 |  | M6 | M1 | M4 | M3 | M5 | M2 |  | HYBRID | DISK | MT1
|  |  |  | PP0_SQP-A34-IP-A4-P1R-T | TTC | 6 | LONG | ¦¦¦¦¦¦ R | [9 empty] | -R2 |  | MIC | M2C | M3C | M4C | M5C | M6C |  |  | LAYER-1 | MT2
|  |  |  | PP0_SQP-A34-IP-A3-P2L-T | TTC | 7 | LONG | ¦¦¦¦¦¦¦ | 2 | 102 |  | 10 |  |  |  |  | MT2 | -R3 |  | M0C | MIC | M2C | M3C | M4C | M5C | M6C |  | LAYER-1 | MT3
|  |  |  | PP0_SQP-A34-IP-A3-P1L-T | TTC | 8 | LONG | ¦¦¦¦¦¦¦¦ | [9 empty] | -R4 |  | MIC | M2C | M3C | M4C | M5C | M6C |  |  | LAYER-1 | MT4
|  |  |  | PP0_SQP-A34-IP-A4-P2R-T | DTO | 8 | LONG | ¦¦¦¦¦¦¦¦ R | 3 | 103 |  |  | 10 |  |  |  | MT3 | -R5 |  | M6 | M1 | M4 | M3 | M5 | M2 |  |  | DISK | MT5
|  |  |  | PP0_SQP-A34-IP-A4-P1R-T | DTO | 7 | LONG | ¦¦¦¦¦¦¦ R | [9 empty] | -R6 | [9 empty] | DARK | MT6 | bar: Fiber-2 to Fiber-8
|  |  |  | PP0_SQP-A34-IP-A3-P2L-T | DTO | 6 | LONG | ¦¦¦¦¦¦ | 4 | 104 |  |  |  | 10 |  |  | MT4 | -R7 |  | M0C | MIC | M2C | M3C | M4C | M5C | M6C |  | LAYER-1 | MT7
|  |  |  | PP0_SQP-A34-IP-A3-P1L-T | DTO | 5 | LONG | ¦¦¦¦¦ | [9 empty] | -R8 |  | MIC | M2C | M3C | M4C | M5C | M6C |  |  | LAYER-1 | MT8

## SQP A12
|  |  |  | PPO DESIGNATIONS |  | Type 1 OPTO-RIBBONS |  |  |  |  | PP1a MT16 ROW NUMBER |  |  |  |  | Type2 OPTO CABLES | [13 empty] | ROD DESIGNATION
| Side Octant |  | Local Support Designator | PP0 Flex Location Designator | OptoPack Designator | MT8 | Ribbon Length | Pigtail Ribbon Marker | MT16 | PP1 Connector Position | Column 1 | Column 2 | Column 3 | Column 4 | Opto Cable Number | CABLE Unique Identifier | MT16 Connector Number | Ribbon Designator | Fiber-1 | Fiber-2 | Fiber-3 | Fiber-4 | Fiber-5 | Fiber-6 | Fiber-7 | Fiber-8 | Signal Type | SIGNAL SOURCE | MT8 Connector Number | BOC Designator | ROD Designator | Crate Designator | Rack ID Number
SQP A12 | A2 | Outer Service Panell |  | PP0_SQP-A12-OP-A2-P6R-T | TTC | 1 | SHORT | ¦ | 1 | 11 | 1 |  |  |  | 1 | IP-OPTO-A12-1 | MT1 | -R1 |  | MIC | M2C | M3C | M4C | M5C | M6C |  | CONTROL | B-LAYER | MT1
|  |  |  | PP0_SQP-A12-OP-A2-P5R-T | TTC | 2 | SHORT | ¦¦ | [9 empty] | -R2 |  | MIC | M2C | M3C | M4C | M5C | M6C |  |  | B-LAYER | MT2
|  |  |  | PP0_SQP-A12-OP-A2-P2R-T | TTC | 3 | SHORT | ¦¦¦ | 2 | 12 |  | 1 |  |  |  |  | MT2 | -R3 |  | M6 | M1 | M4 | M3 | M5 | M2 |  |  | DISK | MT3
|  |  |  | PP0_SQP-A12-OP-A2-P1R-T | TTC | 4 | SHORT | ¦¦¦¦ | [9 empty] | -R4 | [9 empty] | DARK | MT4 | bar: Fiber-2 to Fiber-8
|  |  |  | PP0_SQP-A12-OP-A2-P6R-B | TTC | 5 | LONG | ¦¦¦¦¦ | 3 | 13 |  |  | 1 |  |  |  | MT3 | -R5 |  | M0C | MIC | M2C | M3C | M4C | M5C | M6C |  | B-LAYER | MT5
|  |  |  | PP0_SQP-A12-OP-A2-P5R-B | TTC | 6 | LONG | ¦¦¦¦¦¦ | [9 empty] | -R6 |  | M0C | MIC | M2C | M3C | M4C | M5C | M6C |  | B-LAYER | MT6
|  |  |  | PP0_SQP-A12-OP-A2-P2R-B | TTC | 7 | LONG | ¦¦¦¦¦¦¦ | 4 | 14 |  |  |  | 1 |  |  | MT4 | -R7 |  | M0C | MIC | M2C | M3C | M4C | M5C | M6C |  | B-LAYER | MT7
|  |  |  | PP0_SQP-A12-OP-A2-P1R-B | TTC | 8 | LONG | ¦¦¦¦¦¦¦¦ | [9 empty] | -R8 |  | M0C | MIC | M2C | M3C | M4C | M5C | M6C |  | B-LAYER | MT8
| A2 | Outer Service Panell |  | PP0_SQP-A12-OP-A2-P6R-T | DTO-2 | 1 | SHORT | ¦ | 1 | 21 | 2 |  |  |  | 2 | IP-OPTO-A12-2 | MT1 | -R1 |  | M6 | M1 | M4 | M3 | M5 | M2 |  | DATA | DISK | MT1
|  |  |  | PP0_SQP-A12-OP-A2-P5R-T | DTO | 2 | SHORT | ¦¦ | [9 empty] | -R2 |  | M0C | MIC | M2C | M3C | M4C | M5C | M6C |  | B-LAYER | MT2
|  |  |  | PP0_SQP-A12-OP-A2-P2R-T | DTO | 3 | SHORT | ¦¦¦ | 2 | 22 |  | 2 |  |  |  |  | MT2 | -R3 |  | M0C | MIC | M2C | M3C | M4C | M5C | M6C |  | B-LAYER | MT3
|  |  |  | PP0_SQP-A12-OP-A2-P1R-T | DTO | 4 | SHORT | ¦¦¦¦ | [9 empty] | -R4 |  | M0C | MIC | M2C | M3C | M4C | M5C | M6C |  | B-LAYER | MT4
|  |  |  | PP0_SQP-A12-OP-A2-P6R-B | DTO | 5 | LONG | ¦¦¦¦¦ | 3 | 23 |  |  | 2 |  |  |  | MT3 | -R5 |  | MIC | M2C | M3C | M4C | M5C | M6C |  |  | DISK | MT5
|  |  |  | PP0_SQP-A12-OP-A2-P5R-B | DTO | 6 | LONG | ¦¦¦¦¦¦ | [9 empty] | -R6 |  | MIC | M2C | M3C | M4C | M5C | M6C |  |  | B-LAYER | MT6
|  |  |  | PP0_SQP-A12-OP-A2-P2R-B | DTO | 7 | LONG | ¦¦¦¦¦¦¦ | 4 | 24 |  |  |  | 2 |  |  | MT4 | -R7 |  | MIC | M2C | M3C | M4C | M5C | M6C |  |  | B-LAYER | MT7
|  |  |  | PP0_SQP-A12-OP-A2-P1R-B | DTO | 8 | LONG | ¦¦¦¦¦¦¦¦ | [9 empty] | -R8 |  | MIC | M2C | M3C | M4C | M5C | M6C |  |  | DISK | MT8
| A1 | Outer Service Panell |  | PP0_SQP-A12-OP-A1-P6L-T | TTC | 1 | SHORT | ¦ | 1 | 31 | 3 |  |  |  | 3 | IP-OPTO-A12-3 | MT1 | -R1 |  | M0C | MIC | M2C | M3C | M4C | M5C | M6C | CONTROL | LAYER-2 | MT1
|  |  |  | PP0_SQP-A12-OP-A1-P5L-T | TTC | 2 | SHORT | ¦¦ | [9 empty] | -R2 |  | M0C | MIC | M2C | M3C | M4C | M5C | M6C |  | LAYER-2 | MT2
|  |  |  | PP0_SQP-A12-OP-A1-P2L-T | TTC | 3 | SHORT | ¦¦¦ | 2 | 32 |  | 3 |  |  |  |  | MT2 | -R3 | [9 empty] | DARK | MT3 | bar: Fiber-2 to Fiber-8
|  |  |  | PP0_SQP-A12-OP-A1-P1L-T | TTC | 4 | SHORT | ¦¦¦¦ | [9 empty] | -R4 |  | MIC | M2C | M3C | M4C | M5C | M6C |  |  | LAYER-2 | MT4
|  |  |  | PP0_SQP-A12-OP-A1-P6L-B | TTC | 5 | LONG | ¦¦¦¦¦ | 3 | 33 |  |  | 3 |  |  |  | MT3 | -R5 |  | M0C | MIC | M2C | M3C | M4C | M5C | M6C |  | LAYER-2 | MT5
|  |  |  | PP0_SQP-A12-OP-A1-P5L-B | TTC | 6 | LONG | ¦¦¦¦¦¦ | [9 empty] | -R6 |  | M6 | M1 | M4 | M3 | M5 | M2 |  |  | DISK | MT6
|  |  |  | PP0_SQP-A12-OP-A1-P2L-B | TTC | 7 | LONG | ¦¦¦¦¦¦¦ | 4 | 34 |  |  |  | 3 |  |  | MT4 | -R7 |  | MIC | M2C | M3C | M4C | M5C | M6C |  |  | LAYER-2 | MT7
|  |  |  | PP0_SQP-A12-OP-A1-P1L-B | TTC | 8 | LONG | ¦¦¦¦¦¦¦¦ | [9 empty] | -R8 |  | MIC | M2C | M3C | M4C | M5C | M6C |  |  | LAYER-2 | MT8
| A1 | Outer Service Panell |  | PP0_SQP-A12-OP-A1-P6L-T | DTO | 1 | SHORT | ¦ | 1 | 41 | 4 |  |  |  | 4 | IP-OPTO-A12-4 | MT1 | -R1 |  | M0C | MIC | M2C | M3C | M4C | M5C | M6C | DATA | LAYER-2 | MT1
|  |  |  | PP0_SQP-A12-OP-A1-P5L-T | DTO | 2 | SHORT | ¦¦ | [9 empty] | -R2 |  | M0C | MIC | M2C | M3C | M4C | M5C | M6C |  | LAYER-2 | MT2
|  |  |  | PP0_SQP-A12-OP-A1-P2L-T | DTO | 3 | SHORT | ¦¦¦ | 2 | 42 |  | 4 |  |  |  |  | MT2 | -R3 | [9 empty] | DARK | MT3 | bar: Fiber-2 to Fiber-8
|  |  |  | PP0_SQP-A12-OP-A1-P1L-T | DTO | 4 | SHORT | ¦¦¦¦ | [9 empty] | -R4 |  | MIC | M2C | M3C | M4C | M5C | M6C |  |  | LAYER-2 | MT4
|  |  |  | PP0_SQP-A12-OP-A1-P6L-B | DTO | 5 | LONG | ¦¦¦¦¦ | 3 | 43 |  |  | 4 |  |  |  | MT3 | -R5 |  | M0C | MIC | M2C | M3C | M4C | M5C | M6C |  | LAYER-2 | MT5
|  |  |  | PP0_SQP-A12-OP-A1-P5L-B | DTO | 6 | LONG | ¦¦¦¦¦¦ | [9 empty] | -R6 |  | M6 | M1 | M4 | M3 | M5 | M2 |  |  | DISK | MT6
|  |  |  | PP0_SQP-A12-OP-A1-P2L-B | DTO | 7 | LONG | ¦¦¦¦¦¦¦ | 4 | 44 |  |  |  | 4 |  |  | MT4 | -R7 |  | MIC | M2C | M3C | M4C | M5C | M6C |  |  | LAYER-2 | MT7
|  |  |  | PP0_SQP-A12-OP-A1-P1L-B | DTO-2 | 8 | LONG | ¦¦¦¦¦¦¦¦ | [9 empty] | -R8 |  | MIC | M2C | M3C | M4C | M5C | M6C |  |  | LAYER-2 | MT8
| A1/2 | Outer Service Panell |  | PP0_SQP-A12-OP-A2-P4R-T | TTC | 1 | SHORT | ¦ | 1 | 51 | 5 |  |  |  | 5 | IP-OPTO-A12-5 | MT1 | -R1 |  | M6 | M1 | M4 | M3 | M5 | M2 |  | CONTROL | DISK | MT1
|  |  |  | PP0_SQP-A12-OP-A2-P3R-T | TTC | 2 | SHORT | ¦¦ | [9 empty] | -R2 | [9 empty] | DARK | MT2 | bar: Fiber-2 to Fiber-8
|  |  |  | PP0_SQP-A12-OP-A1-P4L-T | TTC | 3 | SHORT | ¦¦¦ | 2 | 52 |  | 5 |  |  |  |  | MT2 | -R3 |  | M6 | M1 | M4 | M3 | M5 | M2 |  |  | DISK | MT3
|  |  |  | PP0_SQP-A12-OP-A1-P3L-T | TTC | 4 | SHORT | ¦¦¦¦ | [9 empty] | -R4 | [9 empty] | DARK | MT4 | bar: Fiber-2 to Fiber-8
|  |  |  | PP0_SQP-A12-OP-A2-P4R-B | TTC | 5 | LONG | ¦¦¦¦¦ | 3 | 53 |  |  | 5 |  |  |  | MT3 | -R5 |  | MIC | M2C | M3C | M4C | M5C | M6C |  |  | B-LAYER | MT5
|  |  |  | PP0_SQP-A12-OP-A2-P3R-B | TTC | 6 | LONG | ¦¦¦¦¦¦ | [9 empty] | -R6 |  | MIC | M2C | M3C | M4C | M5C | M6C |  |  | B-LAYER | MT6
|  |  |  | PP0_SQP-A12-OP-A1-P4L-B | TTC | 7 | LONG | ¦¦¦¦¦¦¦ | 4 | 54 |  |  |  | 5 |  |  | MT4 | -R7 |  | M0C | MIC | M2C | M3C | M4C | M5C | M6C |  | B-LAYER | MT7
|  |  |  | PP0_SQP-A12-OP-A1-P3L-B | TTC | 8 | LONG | ¦¦¦¦¦¦¦¦ | [9 empty] | -R8 |  | M0C | MIC | M2C | M3C | M4C | M5C | M6C |  | B-LAYER | MT8
| A2 | Outer Service Panell |  | PP0_SQP-A12-OP-A2-P4R-T | DTO | 1 | SHORT | ¦ | 1 | 61 | 6 |  |  |  | 6 | IP-OPTO-A12-6 | MT1 | -R1 | [8 empty] | DATA | DARK | MT1 | bar: Fiber-2 to Fiber-8
|  |  |  | PP0_SQP-A12-OP-A2-P4R-T | DTO-2 | 2 | SHORT | ¦¦ | [9 empty] | -R2 |  | M0C | MIC | M2C | M3C | M4C | M5C | M6C |  | LAYER-2 | MT2
|  |  |  | PP0_SQP-A12-OP-A2-P3R-T | DTO | 3 | SHORT | ¦¦¦ | 2 | 62 |  | 6 |  |  |  |  | MT2 | -R3 |  | MIC | M2C | M3C | M4C | M5C | M6C |  |  | LAYER-2 | MT3
|  |  |  | PP0_SQP-A12-OP-A2-P3R-T | DTO-2 | 4 | SHORT | ¦¦¦¦ | [9 empty] | -R4 |  | MIC | M2C | M3C | M4C | M5C | M6C |  |  | LAYER-2 | MT4
|  |  |  | PP0_SQP-A12-OP-A2-P4R-B | DTO | 5 | LONG | ¦¦¦¦¦ | 3 | 63 |  |  | 6 |  |  |  | MT3 | -R5 |  | M0C | MIC | M2C | M3C | M4C | M5C | M6C |  | LAYER-2 | MT5
|  |  |  | PP0_SQP-A12-OP-A2-P4R-B | DTO-2 | 6 | LONG | ¦¦¦¦¦¦ | [9 empty] | -R6 |  | M0C | MIC | M2C | M3C | M4C | M5C | M6C |  | LAYER-2 | MT6
|  |  |  | PP0_SQP-A12-OP-A2-P3R-B | DTO | 7 | LONG | ¦¦¦¦¦¦¦ | 4 | 64 |  |  |  | 6 |  |  | MT4 | -R7 |  | MIC | M2C | M3C | M4C | M5C | M6C |  |  | LAYER-2 | MT7
|  |  |  | PP0_SQP-A12-OP-A2-P3R-B | DTO-2 | 8 | LONG | ¦¦¦¦¦¦¦¦ | [9 empty] | -R8 |  | MIC | M2C | M3C | M4C | M5C | M6C |  |  | LAYER-2 | MT8
| A1 | Outer Service Panell |  | PP0_SQP-A12-OP-A1-P4L-T | DTO | 1 | SHORT | ¦ | 1 | 71 | 7 |  |  |  | 7 | IP-OPTO-A12-7 | MT1 | -R1 | [8 empty] | DATA | DARK | MT1 | bar: Fiber-2 to Fiber-8
|  |  |  | PP0_SQP-A12-OP-A1-P4L-T | DTO-2 | 2 | SHORT | ¦¦ | [9 empty] | -R2 |  | M0C | MIC | M2C | M3C | M4C | M5C | M6C |  | LAYER-2 | MT2
|  |  |  | PP0_SQP-A12-OP-A1-P3L-T | DTO | 3 | SHORT | ¦¦¦ | 2 | 72 |  | 7 |  |  |  |  | MT2 | -R3 |  | MIC | M2C | M3C | M4C | M5C | M6C |  |  | LAYER-2 | MT3
|  |  |  | PP0_SQP-A12-OP-A1-P3L-T | DTO-2 | 4 | SHORT | ¦¦¦¦ | [9 empty] | -R4 |  | MIC | M2C | M3C | M4C | M5C | M6C |  |  | LAYER-2 | MT4
|  |  |  | PP0_SQP-A12-OP-A1-P4L-B | DTO | 5 | LONG | ¦¦¦¦¦ | 3 | 73 |  |  | 7 |  |  |  | MT3 | -R5 |  | M0C | MIC | M2C | M3C | M4C | M5C | M6C |  | LAYER-2 | MT5
|  |  |  | PP0_SQP-A12-OP-A1-P4L-B | DTO-2 | 6 | LONG | ¦¦¦¦¦¦ | [9 empty] | -R6 |  | M0C | MIC | M2C | M3C | M4C | M5C | M6C |  | LAYER-2 | MT6
|  |  |  | PP0_SQP-A12-OP-A1-P3L-B | DTO | 7 | LONG | ¦¦¦¦¦¦¦ | 4 | 74 |  |  |  | 7 |  |  | MT4 | -R7 |  | MIC | M2C | M3C | M4C | M5C | M6C |  |  | LAYER-2 | MT7
|  |  |  | PP0_SQP-A12-OP-A1-P3L-B | DTO-2 | 8 | LONG | ¦¦¦¦¦¦¦¦ | [9 empty] | -R8 |  | MIC | M2C | M3C | M4C | M5C | M6C |  |  | LAYER-2 | MT8
| A1/2 | Inner Service Panell |  | PP0_SQP-A12-IP-A2-P6L-T | TTC | 5 | LONG | ¦¦¦¦¦ | 1 | 81 | 8 |  |  |  | 8 | IP-OPTO-A12-8 | MT1 | -R1 |  | M0C | MIC | M2C | M3C | M4C | M5C | M6C | CONTROL | LAYER-1 | MT1
|  |  |  | PP0_SQP-A12-IP-A2-P5L-T | TTC | 6 | LONG | ¦¦¦¦¦¦ | [9 empty] | -R2 |  | MIC | M2C | M3C | M4C | M5C | M6C |  |  | LAYER-1 | MT2
|  |  |  | PP0_SQP-A12-IP-A2-P4R-T | TTC | 7 | LONG | ¦¦¦¦¦¦¦ | 2 | 82 |  | 8 |  |  |  |  | MT2 | -R3 |  | MIC | M2C | M3C | M4C | M5C | M6C |  |  | LAYER-1 | MT3
|  |  |  | PP0_SQP-A12-IP-A2-P3R-T | TTC | 8 | LONG | ¦¦¦¦¦¦¦¦ | [9 empty] | -R4 |  | M0C | MIC | M2C | M3C | M4C | M5C | M6C |  | LAYER-1 | MT4
|  |  |  | PP0_SQP-A12-IP-A1-P6L-T | TTC | 5 | LONG | ¦¦¦¦¦ | 3 | 83 |  |  | 8 |  |  |  | MT3 | -R5 |  | MIC | M2C | M3C | M4C | M5C | M6C |  |  | LAYER-1 | MT5
|  |  |  | PP0_SQP-A12-IP-A1-P5L-T | TTC | 6 | LONG | ¦¦¦¦¦¦ | [9 empty] | -R6 |  | MIC | M2C | M3C | M4C | M5C | M6C |  |  | LAYER-1 | MT6
|  |  |  | PP0_SQP-A12-IP-A2-P4R-T | TTC | 7 | LONG | ¦¦¦¦¦¦¦ | 4 | 84 |  |  |  | 8 |  |  | MT4 | -R7 |  | MIC | M2C | M3C | M4C | M5C | M6C |  |  | LAYER-1 | MT7
|  |  |  | PP0_SQP-A12-IP-A2-P3R-T | TTC | 8 | LONG | ¦¦¦¦¦¦¦¦ | [9 empty] | -R8 |  | MIC | M2C | M3C | M4C | M5C | M6C |  |  | LAYER-1 | MT8
| A1/2 | Inner Service Panell |  | PP0_SQP-A12-IP-A2-P6L-T | DTO | 5 | LONG | ¦¦¦¦¦ | 1 | 91 | 9 |  |  |  | 9 | IP-OPTO-A12-9 | MT1 | -R1 |  | M6 | M1 | M4 | M3 | M5 | M2 |  | DATA | DISK | MT1
|  |  |  | PP0_SQP-A12-IP-A2-P5L-T | DTO | 6 | LONG | ¦¦¦¦¦¦ | [9 empty] | -R2 |  | MIC | M2C | M3C | M4C | M5C | M6C |  |  | LAYER-1 | MT2
|  |  |  | PP0_SQP-A12-IP-A2-P4R-T | DTO | 7 | LONG | ¦¦¦¦¦¦¦ | 2 | 92 |  | 9 |  |  |  |  | MT2 | -R3 |  | M0C | MIC | M2C | M3C | M4C | M5C | M6C |  | LAYER-1 | MT3
|  |  |  | PP0_SQP-A12-IP-A2-P3R-T | DTO | 8 | LONG | ¦¦¦¦¦¦¦¦ | [9 empty] | -R4 |  | MIC | M2C | M3C | M4C | M5C | M6C |  |  | LAYER-1 | MT4
|  |  |  | PP0_SQP-A12-IP-A1-P6L-T | DTO | 5 | LONG | ¦¦¦¦¦ | 3 | 93 |  |  | 9 |  |  |  | MT3 | -R5 |  | M6 | M1 | M4 | M3 | M5 | M2 |  |  | DISK | MT5
|  |  |  | PP0_SQP-A12-IP-A1-P5L-T | DTO | 6 | LONG | ¦¦¦¦¦¦ | [9 empty] | -R6 | [9 empty] | DARK | MT6 | bar: Fiber-2 to Fiber-8
|  |  |  | PP0_SQP-A12-IP-A2-P4R-T | DTO | 7 | LONG | ¦¦¦¦¦¦¦ | 4 | 94 |  |  |  | 9 |  |  | MT4 | -R7 |  | M0C | MIC | M2C | M3C | M4C | M5C | M6C |  | LAYER-1 | MT7
|  |  |  | PP0_SQP-A12-IP-A2-P3R-T | DTO | 8 | LONG | ¦¦¦¦¦¦¦¦ | [9 empty] | -R8 |  | MIC | M2C | M3C | M4C | M5C | M6C |  |  | LAYER-1 | MT8
| A1/2 | Inner Service Panell |  | PP0_SQP-A12-IP-A2-P2R-T | TTC | 5 | LONG | ¦¦¦¦¦ R | 1 | 101 | 10 |  |  |  | 10 | IP-OPTO-A12-10 | MT1 | -R1 |  | M6 | M1 | M4 | M3 | M5 | M2 |  | HYBRID | DISK | MT1
|  |  |  | PP0_SQP-A12-IP-A2-P1R-T | TTC | 6 | LONG | ¦¦¦¦¦¦ R | [9 empty] | -R2 |  | MIC | M2C | M3C | M4C | M5C | M6C |  |  | LAYER-1 | MT2
|  |  |  | PP0_SQP-A12-IP-A1-P2L-T | TTC | 7 | LONG | ¦¦¦¦¦¦¦ | 2 | 102 |  | 10 |  |  |  |  | MT2 | -R3 |  | M0C | MIC | M2C | M3C | M4C | M5C | M6C |  | LAYER-1 | MT3
|  |  |  | PP0_SQP-A12-IP-A1-P1L-T | TTC | 8 | LONG | ¦¦¦¦¦¦¦¦ | [9 empty] | -R4 |  | MIC | M2C | M3C | M4C | M5C | M6C |  |  | LAYER-1 | MT4
|  |  |  | PP0_SQP-A12-IP-A2-P2R-T | DTO | 8 | LONG | ¦¦¦¦¦¦¦¦ R | 3 | 103 |  |  | 10 |  |  |  | MT3 | -R5 |  | M6 | M1 | M4 | M3 | M5 | M2 |  |  | DISK | MT5
|  |  |  | PP0_SQP-A12-IP-A2-P1R-T | DTO | 7 | LONG | ¦¦¦¦¦¦¦ R | [9 empty] | -R6 | [9 empty] | DARK | MT6 | bar: Fiber-2 to Fiber-8
|  |  |  | PP0_SQP-A12-IP-A1-P2L-T | DTO | 6 | LONG | ¦¦¦¦¦¦ | 4 | 104 |  |  |  | 10 |  |  | MT4 | -R7 |  | M0C | MIC | M2C | M3C | M4C | M5C | M6C |  | LAYER-1 | MT7
|  |  |  | PP0_SQP-A12-IP-A1-P1L-T | DTO | 5 | LONG | ¦¦¦¦¦ | [9 empty] | -R8 |  | MIC | M2C | M3C | M4C | M5C | M6C |  |  | LAYER-1 | MT8

## SPARES
|  |  |  | PPO DESIGNATIONS |  | Type 1 OPTO-RIBBONS |  |  |  |  | PP1a MT16 ROW NUMBER |  |  |  |  | Type2 OPTO CABLES | [13 empty] | ROD DESIGNATION
| Side Octant |  | Local Support Designator | PP0 Flex Location Designator | OptoPack Designator | MT8 | Ribbon Length | Pigtail Ribbon Marker | MT16 | PP1 Connector Position | Column 1 | Column 2 | Column 3 | Column 4 | Opto Cable Number | CABLE Unique Identifier | MT16 Connector Number | Ribbon Designator | Fiber-1 | Fiber-2 | Fiber-3 | Fiber-4 | Fiber-5 | Fiber-6 | Fiber-7 | Fiber-8 | Signal Type | SIGNAL SOURCE | MT8 Connector Number | BOC Designator | ROD Designator | Crate Designator | Rack ID Number
C-Side Spares | N/A | Undefined | EMPTY |  | TTC | [9 empty] | 1 | IP-OPTO-CSP-1 | MT1 | -R1 | [8 empty] | HYBRID | DARK | MT1
|  |  | EMPTY |  | TTC | [12 empty] | -R2 | [9 empty] | DARK | MT2
|  |  | EMPTY |  | TTC | [11 empty] | MT2 | -R3 | [9 empty] | DARK | MT3
|  |  | EMPTY |  | TTC | [12 empty] | -R4 | [9 empty] | DARK | MT4
|  |  | EMPTY |  | DTO | [11 empty] | MT3 | -R5 | [9 empty] | DARK | MT5
|  |  | EMPTY |  | DTO | [12 empty] | -R6 | [9 empty] | DARK | MT6
|  |  | EMPTY |  | DTO | [11 empty] | MT4 | -R7 | [9 empty] | DARK | MT7
|  |  | EMPTY |  | DTO | [12 empty] | -R8 | [9 empty] | DARK | MT8
| N/A | Undefined | EMPTY |  | TTC | [9 empty] | 2 | IP-OPTO-CSP-2 | MT1 | -R1 | [8 empty] | HYBRID | DARK | MT1
|  |  | EMPTY |  | TTC | [12 empty] | -R2 | [9 empty] | DARK | MT2
|  |  | EMPTY |  | TTC | [11 empty] | MT2 | -R3 | [9 empty] | DARK | MT3
|  |  | EMPTY |  | TTC | [12 empty] | -R4 | [9 empty] | DARK | MT4
|  |  | EMPTY |  | DTO | [11 empty] | MT3 | -R5 | [9 empty] | DARK | MT5
|  |  | EMPTY |  | DTO | [12 empty] | -R6 | [9 empty] | DARK | MT6
|  |  | EMPTY |  | DTO | [11 empty] | MT4 | -R7 | [9 empty] | DARK | MT7
|  |  | EMPTY |  | DTO | [12 empty] | -R8 | [9 empty] | DARK | MT8
A-Side Spares | N/A | Undefined | EMPTY |  | TTC | [9 empty] | 1 | IP-OPTO-ASP-1 | MT1 | -R1 | [8 empty] | HYBRID | DARK | MT1
|  |  | EMPTY |  | TTC | [12 empty] | -R2 | [9 empty] | DARK | MT2
|  |  | EMPTY |  | TTC | [11 empty] | MT2 | -R3 | [9 empty] | DARK | MT3
|  |  | EMPTY |  | TTC | [12 empty] | -R4 | [9 empty] | DARK | MT4
|  |  | EMPTY |  | DTO | [11 empty] | MT3 | -R5 | [9 empty] | DARK | MT5
|  |  | EMPTY |  | DTO | [12 empty] | -R6 | [9 empty] | DARK | MT6
|  |  | EMPTY |  | DTO | [11 empty] | MT4 | -R7 | [9 empty] | DARK | MT7
|  |  | EMPTY |  | DTO | [12 empty] | -R8 | [9 empty] | DARK | MT8
| N/A | Undefined | EMPTY |  | TTC | [9 empty] | 2 | IP-OPTO-ASP-2 | MT1 | -R1 | [8 empty] | HYBRID | DARK | MT1
|  |  | EMPTY |  | TTC | [12 empty] | -R2 | [9 empty] | DARK | MT2
|  |  | EMPTY |  | TTC | [11 empty] | MT2 | -R3 | [9 empty] | DARK | MT3
|  |  | EMPTY |  | TTC | [12 empty] | -R4 | [9 empty] | DARK | MT4
|  |  | EMPTY |  | DTO | [11 empty] | MT3 | -R5 | [9 empty] | DARK | MT5
|  |  | EMPTY |  | DTO | [12 empty] | -R6 | [9 empty] | DARK | MT6
|  |  | EMPTY |  | DTO | [11 empty] | MT4 | -R7 | [9 empty] | DARK | MT7
|  |  | EMPTY |  | DTO | [12 empty] | -R8 | [9 empty] | DARK | MT8

## ROD Table
CRATE 1 | Crate Position 1 |  |  |  |  | Crate Position 2 |  |  |  |  | Crate Position 3 |  |  |  |  | Crate Position 4 |  |  |  |  | Crate Position 5 |  |  |  |  | Crate Position 6 |  |  |  |  | Crate Position 7 |  |  |  |  | Crate Position 8 |  |  |  |  | Crate Position 9 |  |  |  |  | Crate Position 10 |  |  |  |  | Crate Position 11 |  |  |  |  | Crate Position 12 |  |  |  |  | Crate Position 13 |  |  |  |  | Crate Position 14 |  |  |  |  | Crate Position 15 |  |  |  |  | Crate Position 16
| Local Support Designator | Opto Cable Ribbon | BOC Connector | BOC | ROD | Local Support Designator | Opto Cable Ribbon | BOC Connector | BOC | ROD | Local Support Designator | Opto Cable Ribbon | BOC Connector | BOC | ROD | Local Support Designator | Opto Cable Ribbon | BOC Connector | BOC | ROD | Local Support Designator | Opto Cable Ribbon | BOC Connector | BOC | ROD | Local Support Designator | Opto Cable Ribbon | BOC Connector | BOC | ROD | Local Support Designator | Opto Cable Ribbon | BOC Connector | BOC | ROD | Local Support Designator | Opto Cable Ribbon | BOC Connector | BOC | ROD | Local Support Designator | Opto Cable Ribbon | BOC Connector | BOC | ROD | Local Support Designator | Opto Cable Ribbon | BOC Connector | BOC | ROD | Local Support Designator | Opto Cable Ribbon | BOC Connector | BOC | ROD | Local Support Designator | Opto Cable Ribbon | BOC Connector | BOC | ROD | Local Support Designator | Opto Cable Ribbon | BOC Connector | BOC | ROD | Local Support Designator | Opto Cable Ribbon | BOC Connector | BOC | ROD | Local Support Designator | Opto Cable Ribbon | BOC Connector | BOC | ROD | Local Support Designator | Opto Cable Ribbon | BOC Connector | BOC | ROD
CRATE 1 | Crate Position 1 |  |  |  |  | Crate Position 2 |  |  |  |  | Crate Position 3 |  |  |  |  | Crate Position 4 |  |  |  |  | Crate Position 5 |  |  |  |  | Crate Position 6 |  |  |  |  | Crate Position 7 |  |  |  |  | Crate Position 8 |  |  |  |  | Crate Position 9 |  |  |  |  | Crate Position 10 |  |  |  |  | Crate Position 11 |  |  |  |  | Crate Position 12 |  |  |  |  | Crate Position 13 |  |  |  |  | Crate Position 14 |  |  |  |  | Crate Position 15 |  |  |  |  | Crate Position 16
| Local Support Designator | Opto Cable Ribbon | BOC Connector | BOC | ROD | Local Support Designator | Opto Cable Ribbon | BOC Connector | BOC | ROD | Local Support Designator | Opto Cable Ribbon | BOC Connector | BOC | ROD | Local Support Designator | Opto Cable Ribbon | BOC Connector | BOC | ROD | Local Support Designator | Opto Cable Ribbon | BOC Connector | BOC | ROD | Local Support Designator | Opto Cable Ribbon | BOC Connector | BOC | ROD | Local Support Designator | Opto Cable Ribbon | BOC Connector | BOC | ROD | Local Support Designator | Opto Cable Ribbon | BOC Connector | BOC | ROD | Local Support Designator | Opto Cable Ribbon | BOC Connector | BOC | ROD | Local Support Designator | Opto Cable Ribbon | BOC Connector | BOC | ROD | Local Support Designator | Opto Cable Ribbon | BOC Connector | BOC | ROD | Local Support Designator | Opto Cable Ribbon | BOC Connector | BOC | ROD | Local Support Designator | Opto Cable Ribbon | BOC Connector | BOC | ROD | Local Support Designator | Opto Cable Ribbon | BOC Connector | BOC | ROD | Local Support Designator | Opto Cable Ribbon | BOC Connector | BOC | ROD | Local Support Designator | Opto Cable Ribbon | BOC Connector | BOC | ROD
CRATE 1 | Crate Position 1 |  |  |  |  | Crate Position 2 |  |  |  |  | Crate Position 3 |  |  |  |  | Crate Position 4 |  |  |  |  | Crate Position 5 |  |  |  |  | Crate Position 6 |  |  |  |  | Crate Position 7 |  |  |  |  | Crate Position 8 |  |  |  |  | Crate Position 9 |  |  |  |  | Crate Position 10 |  |  |  |  | Crate Position 11 |  |  |  |  | Crate Position 12 |  |  |  |  | Crate Position 13 |  |  |  |  | Crate Position 14 |  |  |  |  | Crate Position 15 |  |  |  |  | Crate Position 16
| Local Support Designator | Opto Cable Ribbon | BOC Connector | BOC | ROD | Local Support Designator | Opto Cable Ribbon | BOC Connector | BOC | ROD | Local Support Designator | Opto Cable Ribbon | BOC Connector | BOC | ROD | Local Support Designator | Opto Cable Ribbon | BOC Connector | BOC | ROD | Local Support Designator | Opto Cable Ribbon | BOC Connector | BOC | ROD | Local Support Designator | Opto Cable Ribbon | BOC Connector | BOC | ROD | Local Support Designator | Opto Cable Ribbon | BOC Connector | BOC | ROD | Local Support Designator | Opto Cable Ribbon | BOC Connector | BOC | ROD | Local Support Designator | Opto Cable Ribbon | BOC Connector | BOC | ROD | Local Support Designator | Opto Cable Ribbon | BOC Connector | BOC | ROD | Local Support Designator | Opto Cable Ribbon | BOC Connector | BOC | ROD | Local Support Designator | Opto Cable Ribbon | BOC Connector | BOC | ROD | Local Support Designator | Opto Cable Ribbon | BOC Connector | BOC | ROD | Local Support Designator | Opto Cable Ribbon | BOC Connector | BOC | ROD | Local Support Designator | Opto Cable Ribbon | BOC Connector | BOC | ROD | Local Support Designator | Opto Cable Ribbon | BOC Connector | BOC | ROD
CRATE 1 | Crate Position 1 |  |  |  |  | Crate Position 2 |  |  |  |  | Crate Position 3 |  |  |  |  | Crate Position 4 |  |  |  |  | Crate Position 5 |  |  |  |  | Crate Position 6 |  |  |  |  | Crate Position 7 |  |  |  |  | Crate Position 8 |  |  |  |  | Crate Position 9 |  |  |  |  | Crate Position 10 |  |  |  |  | Crate Position 11 |  |  |  |  | Crate Position 12 |  |  |  |  | Crate Position 13 |  |  |  |  | Crate Position 14 |  |  |  |  | Crate Position 15 |  |  |  |  | Crate Position 16
| Local Support Designator | Opto Cable Ribbon | BOC Connector | BOC | ROD | Local Support Designator | Opto Cable Ribbon | BOC Connector | BOC | ROD | Local Support Designator | Opto Cable Ribbon | BOC Connector | BOC | ROD | Local Support Designator | Opto Cable Ribbon | BOC Connector | BOC | ROD | Local Support Designator | Opto Cable Ribbon | BOC Connector | BOC | ROD | Local Support Designator | Opto Cable Ribbon | BOC Connector | BOC | ROD | Local Support Designator | Opto Cable Ribbon | BOC Connector | BOC | ROD | Local Support Designator | Opto Cable Ribbon | BOC Connector | BOC | ROD | Local Support Designator | Opto Cable Ribbon | BOC Connector | BOC | ROD | Local Support Designator | Opto Cable Ribbon | BOC Connector | BOC | ROD | Local Support Designator | Opto Cable Ribbon | BOC Connector | BOC | ROD | Local Support Designator | Opto Cable Ribbon | BOC Connector | BOC | ROD | Local Support Designator | Opto Cable Ribbon | BOC Connector | BOC | ROD | Local Support Designator | Opto Cable Ribbon | BOC Connector | BOC | ROD | Local Support Designator | Opto Cable Ribbon | BOC Connector | BOC | ROD | Local Support Designator | Opto Cable Ribbon | BOC Connector | BOC | ROD
CRATE 1 | Crate Position 1 |  |  |  |  | Crate Position 2 |  |  |  |  | Crate Position 3 |  |  |  |  | Crate Position 4 |  |  |  |  | Crate Position 5 |  |  |  |  | Crate Position 6 |  |  |  |  | Crate Position 7 |  |  |  |  | Crate Position 8 |  |  |  |  | Crate Position 9 |  |  |  |  | Crate Position 10 |  |  |  |  | Crate Position 11 |  |  |  |  | Crate Position 12 |  |  |  |  | Crate Position 13 |  |  |  |  | Crate Position 14 |  |  |  |  | Crate Position 15 |  |  |  |  | Crate Position 16
| Local Support Designator | Opto Cable Ribbon | BOC Connector | BOC | ROD | Local Support Designator | Opto Cable Ribbon | BOC Connector | BOC | ROD | Local Support Designator | Opto Cable Ribbon | BOC Connector | BOC | ROD | Local Support Designator | Opto Cable Ribbon | BOC Connector | BOC | ROD | Local Support Designator | Opto Cable Ribbon | BOC Connector | BOC | ROD | Local Support Designator | Opto Cable Ribbon | BOC Connector | BOC | ROD | Local Support Designator | Opto Cable Ribbon | BOC Connector | BOC | ROD | Local Support Designator | Opto Cable Ribbon | BOC Connector | BOC | ROD | Local Support Designator | Opto Cable Ribbon | BOC Connector | BOC | ROD | Local Support Designator | Opto Cable Ribbon | BOC Connector | BOC | ROD | Local Support Designator | Opto Cable Ribbon | BOC Connector | BOC | ROD | Local Support Designator | Opto Cable Ribbon | BOC Connector | BOC | ROD | Local Support Designator | Opto Cable Ribbon | BOC Connector | BOC | ROD | Local Support Designator | Opto Cable Ribbon | BOC Connector | BOC | ROD | Local Support Designator | Opto Cable Ribbon | BOC Connector | BOC | ROD | Local Support Designator | Opto Cable Ribbon | BOC Connector | BOC | ROD
CRATE 1 | Crate Position 1 |  |  |  |  | Crate Position 2 |  |  |  |  | Crate Position 3 |  |  |  |  | Crate Position 4 |  |  |  |  | Crate Position 5 |  |  |  |  | Crate Position 6 |  |  |  |  | Crate Position 7 |  |  |  |  | Crate Position 8 |  |  |  |  | Crate Position 9 |  |  |  |  | Crate Position 10 |  |  |  |  | Crate Position 11 |  |  |  |  | Crate Position 12 |  |  |  |  | Crate Position 13 |  |  |  |  | Crate Position 14 |  |  |  |  | Crate Position 15 |  |  |  |  | Crate Position 16
| Local Support Designator | Opto Cable Ribbon | BOC Connector | BOC | ROD | Local Support Designator | Opto Cable Ribbon | BOC Connector | BOC | ROD | Local Support Designator | Opto Cable Ribbon | BOC Connector | BOC | ROD | Local Support Designator | Opto Cable Ribbon | BOC Connector | BOC | ROD | Local Support Designator | Opto Cable Ribbon | BOC Connector | BOC | ROD | Local Support Designator | Opto Cable Ribbon | BOC Connector | BOC | ROD | Local Support Designator | Opto Cable Ribbon | BOC Connector | BOC | ROD | Local Support Designator | Opto Cable Ribbon | BOC Connector | BOC | ROD | Local Support Designator | Opto Cable Ribbon | BOC Connector | BOC | ROD | Local Support Designator | Opto Cable Ribbon | BOC Connector | BOC | ROD | Local Support Designator | Opto Cable Ribbon | BOC Connector | BOC | ROD | Local Support Designator | Opto Cable Ribbon | BOC Connector | BOC | ROD | Local Support Designator | Opto Cable Ribbon | BOC Connector | BOC | ROD | Local Support Designator | Opto Cable Ribbon | BOC Connector | BOC | ROD | Local Support Designator | Opto Cable Ribbon | BOC Connector | BOC | ROD | Local Support Designator | Opto Cable Ribbon | BOC Connector | BOC | ROD
CRATE 1 | Crate Position 1 |  |  |  |  | Crate Position 2 |  |  |  |  | Crate Position 3 |  |  |  |  | Crate Position 4 |  |  |  |  | Crate Position 5 |  |  |  |  | Crate Position 6 |  |  |  |  | Crate Position 7 |  |  |  |  | Crate Position 8 |  |  |  |  | Crate Position 9 |  |  |  |  | Crate Position 10 |  |  |  |  | Crate Position 11 |  |  |  |  | Crate Position 12 |  |  |  |  | Crate Position 13 |  |  |  |  | Crate Position 14 |  |  |  |  | Crate Position 15 |  |  |  |  | Crate Position 16
| Local Support Designator | Opto Cable Ribbon | BOC Connector | BOC | ROD | Local Support Designator | Opto Cable Ribbon | BOC Connector | BOC | ROD | Local Support Designator | Opto Cable Ribbon | BOC Connector | BOC | ROD | Local Support Designator | Opto Cable Ribbon | BOC Connector | BOC | ROD | Local Support Designator | Opto Cable Ribbon | BOC Connector | BOC | ROD | Local Support Designator | Opto Cable Ribbon | BOC Connector | BOC | ROD | Local Support Designator | Opto Cable Ribbon | BOC Connector | BOC | ROD | Local Support Designator | Opto Cable Ribbon | BOC Connector | BOC | ROD | Local Support Designator | Opto Cable Ribbon | BOC Connector | BOC | ROD | Local Support Designator | Opto Cable Ribbon | BOC Connector | BOC | ROD | Local Support Designator | Opto Cable Ribbon | BOC Connector | BOC | ROD | Local Support Designator | Opto Cable Ribbon | BOC Connector | BOC | ROD | Local Support Designator | Opto Cable Ribbon | BOC Connector | BOC | ROD | Local Support Designator | Opto Cable Ribbon | BOC Connector | BOC | ROD | Local Support Designator | Opto Cable Ribbon | BOC Connector | BOC | ROD | Local Support Designator | Opto Cable Ribbon | BOC Connector | BOC | ROD
CRATE 1 | Crate Position 1 |  |  |  |  | Crate Position 2 |  |  |  |  | Crate Position 3 |  |  |  |  | Crate Position 4 |  |  |  |  | Crate Position 5 |  |  |  |  | Crate Position 6 |  |  |  |  | Crate Position 7 |  |  |  |  | Crate Position 8 |  |  |  |  | Crate Position 9 |  |  |  |  | Crate Position 10 |  |  |  |  | Crate Position 11 |  |  |  |  | Crate Position 12 |  |  |  |  | Crate Position 13 |  |  |  |  | Crate Position 14 |  |  |  |  | Crate Position 15 |  |  |  |  | Crate Position 16
| Local Support Designator | Opto Cable Ribbon | BOC Connector | BOC | ROD | Local Support Designator | Opto Cable Ribbon | BOC Connector | BOC | ROD | Local Support Designator | Opto Cable Ribbon | BOC Connector | BOC | ROD | Local Support Designator | Opto Cable Ribbon | BOC Connector | BOC | ROD | Local Support Designator | Opto Cable Ribbon | BOC Connector | BOC | ROD | Local Support Designator | Opto Cable Ribbon | BOC Connector | BOC | ROD | Local Support Designator | Opto Cable Ribbon | BOC Connector | BOC | ROD | Local Support Designator | Opto Cable Ribbon | BOC Connector | BOC | ROD | Local Support Designator | Opto Cable Ribbon | BOC Connector | BOC | ROD | Local Support Designator | Opto Cable Ribbon | BOC Connector | BOC | ROD | Local Support Designator | Opto Cable Ribbon | BOC Connector | BOC | ROD | Local Support Designator | Opto Cable Ribbon | BOC Connector | BOC | ROD | Local Support Designator | Opto Cable Ribbon | BOC Connector | BOC | ROD | Local Support Designator | Opto Cable Ribbon | BOC Connector | BOC | ROD | Local Support Designator | Opto Cable Ribbon | BOC Connector | BOC | ROD | Local Support Designator | Opto Cable Ribbon | BOC Connector | BOC | ROD
CRATE 1 | Crate Position 1 |  |  |  |  | Crate Position 2 |  |  |  |  | Crate Position 3 |  |  |  |  | Crate Position 4 |  |  |  |  | Crate Position 5 |  |  |  |  | Crate Position 6 |  |  |  |  | Crate Position 7 |  |  |  |  | Crate Position 8 |  |  |  |  | Crate Position 9 |  |  |  |  | Crate Position 10 |  |  |  |  | Crate Position 11 |  |  |  |  | Crate Position 12 |  |  |  |  | Crate Position 13 |  |  |  |  | Crate Position 14 |  |  |  |  | Crate Position 15 |  |  |  |  | Crate Position 16
| Local Support Designator | Opto Cable Ribbon | BOC Connector | BOC | ROD | Local Support Designator | Opto Cable Ribbon | BOC Connector | BOC | ROD | Local Support Designator | Opto Cable Ribbon | BOC Connector | BOC | ROD | Local Support Designator | Opto Cable Ribbon | BOC Connector | BOC | ROD | Local Support Designator | Opto Cable Ribbon | BOC Connector | BOC | ROD | Local Support Designator | Opto Cable Ribbon | BOC Connector | BOC | ROD | Local Support Designator | Opto Cable Ribbon | BOC Connector | BOC | ROD | Local Support Designator | Opto Cable Ribbon | BOC Connector | BOC | ROD | Local Support Designator | Opto Cable Ribbon | BOC Connector | BOC | ROD | Local Support Designator | Opto Cable Ribbon | BOC Connector | BOC | ROD | Local Support Designator | Opto Cable Ribbon | BOC Connector | BOC | ROD | Local Support Designator | Opto Cable Ribbon | BOC Connector | BOC | ROD | Local Support Designator | Opto Cable Ribbon | BOC Connector | BOC | ROD | Local Support Designator | Opto Cable Ribbon | BOC Connector | BOC | ROD | Local Support Designator | Opto Cable Ribbon | BOC Connector | BOC | ROD | Local Support Designator | Opto Cable Ribbon | BOC Connector | BOC | ROD
CRATE 1 | Crate Position 1 |  |  |  |  | Crate Position 2 |  |  |  |  | Crate Position 3 |  |  |  |  | Crate Position 4 |  |  |  |  | Crate Position 5 |  |  |  |  | Crate Position 6 |  |  |  |  | Crate Position 7 |  |  |  |  | Crate Position 8 |  |  |  |  | Crate Position 9 |  |  |  |  | Crate Position 10 |  |  |  |  | Crate Position 11 |  |  |  |  | Crate Position 12 |  |  |  |  | Crate Position 13 |  |  |  |  | Crate Position 14 |  |  |  |  | Crate Position 15 |  |  |  |  | Crate Position 16
| Local Support Designator | Opto Cable Ribbon | BOC Connector | BOC | ROD | Local Support Designator | Opto Cable Ribbon | BOC Connector | BOC | ROD | Local Support Designator | Opto Cable Ribbon | BOC Connector | BOC | ROD | Local Support Designator | Opto Cable Ribbon | BOC Connector | BOC | ROD | Local Support Designator | Opto Cable Ribbon | BOC Connector | BOC | ROD | Local Support Designator | Opto Cable Ribbon | BOC Connector | BOC | ROD | Local Support Designator | Opto Cable Ribbon | BOC Connector | BOC | ROD | Local Support Designator | Opto Cable Ribbon | BOC Connector | BOC | ROD | Local Support Designator | Opto Cable Ribbon | BOC Connector | BOC | ROD | Local Support Designator | Opto Cable Ribbon | BOC Connector | BOC | ROD | Local Support Designator | Opto Cable Ribbon | BOC Connector | BOC | ROD | Local Support Designator | Opto Cable Ribbon | BOC Connector | BOC | ROD | Local Support Designator | Opto Cable Ribbon | BOC Connector | BOC | ROD | Local Support Designator | Opto Cable Ribbon | BOC Connector | BOC | ROD | Local Support Designator | Opto Cable Ribbon | BOC Connector | BOC | ROD | Local Support Designator | Opto Cable Ribbon | BOC Connector | BOC | ROD
CRATE 1 | Crate Position 1 |  |  |  |  | Crate Position 2 |  |  |  |  | Crate Position 3 |  |  |  |  | Crate Position 4 |  |  |  |  | Crate Position 5 |  |  |  |  | Crate Position 6 |  |  |  |  | Crate Position 7 |  |  |  |  | Crate Position 8 |  |  |  |  | Crate Position 9 |  |  |  |  | Crate Position 10 |  |  |  |  | Crate Position 11 |  |  |  |  | Crate Position 12 |  |  |  |  | Crate Position 13 |  |  |  |  | Crate Position 14 |  |  |  |  | Crate Position 15 |  |  |  |  | Crate Position 16
| Local Support Designator | Opto Cable Ribbon | BOC Connector | BOC | ROD | Local Support Designator | Opto Cable Ribbon | BOC Connector | BOC | ROD | Local Support Designator | Opto Cable Ribbon | BOC Connector | BOC | ROD | Local Support Designator | Opto Cable Ribbon | BOC Connector | BOC | ROD | Local Support Designator | Opto Cable Ribbon | BOC Connector | BOC | ROD | Local Support Designator | Opto Cable Ribbon | BOC Connector | BOC | ROD | Local Support Designator | Opto Cable Ribbon | BOC Connector | BOC | ROD | Local Support Designator | Opto Cable Ribbon | BOC Connector | BOC | ROD | Local Support Designator | Opto Cable Ribbon | BOC Connector | BOC | ROD | Local Support Designator | Opto Cable Ribbon | BOC Connector | BOC | ROD | Local Support Designator | Opto Cable Ribbon | BOC Connector | BOC | ROD | Local Support Designator | Opto Cable Ribbon | BOC Connector | BOC | ROD | Local Support Designator | Opto Cable Ribbon | BOC Connector | BOC | ROD | Local Support Designator | Opto Cable Ribbon | BOC Connector | BOC | ROD | Local Support Designator | Opto Cable Ribbon | BOC Connector | BOC | ROD | Local Support Designator | Opto Cable Ribbon | BOC Connector | BOC | ROD
CRATE 1 | Crate Position 1 |  |  |  |  | Crate Position 2 |  |  |  |  | Crate Position 3 |  |  |  |  | Crate Position 4 |  |  |  |  | Crate Position 5 |  |  |  |  | Crate Position 6 |  |  |  |  | Crate Position 7 |  |  |  |  | Crate Position 8 |  |  |  |  | Crate Position 9 |  |  |  |  | Crate Position 10 |  |  |  |  | Crate Position 11 |  |  |  |  | Crate Position 12 |  |  |  |  | Crate Position 13 |  |  |  |  | Crate Position 14 |  |  |  |  | Crate Position 15 |  |  |  |  | Crate Position 16
| Local Support Designator | Opto Cable Ribbon | BOC Connector | BOC | ROD | Local Support Designator | Opto Cable Ribbon | BOC Connector | BOC | ROD | Local Support Designator | Opto Cable Ribbon | BOC Connector | BOC | ROD | Local Support Designator | Opto Cable Ribbon | BOC Connector | BOC | ROD | Local Support Designator | Opto Cable Ribbon | BOC Connector | BOC | ROD | Local Support Designator | Opto Cable Ribbon | BOC Connector | BOC | ROD | Local Support Designator | Opto Cable Ribbon | BOC Connector | BOC | ROD | Local Support Designator | Opto Cable Ribbon | BOC Connector | BOC | ROD | Local Support Designator | Opto Cable Ribbon | BOC Connector | BOC | ROD | Local Support Designator | Opto Cable Ribbon | BOC Connector | BOC | ROD | Local Support Designator | Opto Cable Ribbon | BOC Connector | BOC | ROD | Local Support Designator | Opto Cable Ribbon | BOC Connector | BOC | ROD | Local Support Designator | Opto Cable Ribbon | BOC Connector | BOC | ROD | Local Support Designator | Opto Cable Ribbon | BOC Connector | BOC | ROD | Local Support Designator | Opto Cable Ribbon | BOC Connector | BOC | ROD | Local Support Designator | Opto Cable Ribbon | BOC Connector | BOC | ROD

## Rack Layout
RACK 1 | CRATE 1 | LAYER 0 (B-LAYER) | [63 empty] | CRATE 1 | RACK 1
|  | B11 | [7 empty] | B10 | [15 empty] | B09 | [15 empty] | B08 | [15 empty] | B07
|  | S1 | [7 empty] | S2 | [7 empty] | S1 | [7 empty] | S2 | [7 empty] | S1 | [7 empty] | S2 | [7 empty] | S1 | [7 empty] | S2
|  | A |  |  |  | C |  |  |  | A |  |  |  | C |  |  |  | A |  |  |  | C |  |  |  | A |  |  |  | C |  |  |  | A |  |  |  | C |  |  |  | A |  |  |  | C |  |  |  | A |  |  |  | C |  |  |  | A |  |  |  | C
|  | SLOT 1 |  |  |  | SLOT 2 |  |  |  | SLOT 3 |  |  |  | SLOT 4 |  |  |  | SLOT 5 |  |  |  | SLOT 6 |  |  |  | SLOT 7 |  |  |  | SLOT 8 |  |  |  | SLOT 9 |  |  |  | SLOT 10 |  |  |  | SLOT 11 |  |  |  | SLOT 12 |  |  |  | SLOT 13 |  |  |  | SLOT 14 |  |  |  | SLOT 15 |  |  |  | SLOT 16
| CRATE 2 | LAYER 0 (B-LAYER) | [23 empty] | DISK 1 & 3 | [15 empty] | NOT USED | [23 empty] | CRATE 2
|  | B07 | [7 empty] | B06 | [15 empty] | D3 |  | D1 |  | D3 |  | D1 |  | D1 |  | D3 |  | D3 |  | D1 |  | EMPTY
|  | S1 | [7 empty] | S2 | [7 empty] | S1 | [7 empty] | S08 |  | S08 |  | S07 |  | S07 |  | S06 |  | S06 |  | S05 |  | S05
|  | A |  |  |  | C |  |  |  | A |  |  |  | C |  |  |  | A |  |  |  | C |  |  |  | A |  | C |  | A |  | C |  | A |  | C |  | A |  | C
|  | SLOT 1 |  |  |  | SLOT 2 |  |  |  | SLOT 3 |  |  |  | SLOT 4 |  |  |  | SLOT 5 |  |  |  | SLOT 6 |  |  |  | SLOT 7 |  |  |  | SLOT 8 |  |  |  | SLOT 9 |  |  |  | SLOT 10 |  |  |  | SLOT 11 |  |  |  | SLOT 12 |  |  |  | SLOT 13 |  |  |  | SLOT 14 |  |  |  | SLOT 15 |  |  |  | SLOT 16
RACK 2 | CRATE 1 | LAYER 0 (B-LAYER) | [63 empty] | CRATE 1 | RACK 2
|  | B05 | [15 empty] | B04 | [15 empty] | B03 | [15 empty] | B02
|  | S2 | [7 empty] | S1 | [7 empty] | S2 | [7 empty] | S1 | [7 empty] | S2 | [7 empty] | S1 | [7 empty] | S2 | [7 empty] | S1
|  | A |  |  |  | C |  |  |  | A |  |  |  | C |  |  |  | A |  |  |  | C |  |  |  | A |  |  |  | C |  |  |  | A |  |  |  | C |  |  |  | A |  |  |  | C |  |  |  | A |  |  |  | C |  |  |  | A |  |  |  | C
|  | SLOT 1 |  |  |  | SLOT 2 |  |  |  | SLOT 3 |  |  |  | SLOT 4 |  |  |  | SLOT 5 |  |  |  | SLOT 6 |  |  |  | SLOT 7 |  |  |  | SLOT 8 |  |  |  | SLOT 9 |  |  |  | SLOT 10 |  |  |  | SLOT 11 |  |  |  | SLOT 12 |  |  |  | SLOT 13 |  |  |  | SLOT 14 |  |  |  | SLOT 15 |  |  |  | SLOT 16
| CRATE 2 | LAYER 0 (B-LAYER) | [23 empty] | DISK 1 & 3 | [19 empty] | NOT USED | [19 empty] | CRATE 2
|  | BO1 | [15 empty] | B11 | [7 empty] | D3 |  | D1 |  | D1 |  | D3 |  | D1 |  | D3 |  | D3 |  | D1 |  | D1 |  | D3 |  | EMPTY
|  | S2 | [7 empty] | S1 | [7 empty] | S2 | [7 empty] | S04 |  | S04 |  | S04 |  | S04 |  | S03 |  | S03 |  | S02 |  | S02 |  | S01 |  | S01
|  | A |  |  |  | C |  |  |  | A |  |  |  | C |  |  |  | A |  |  |  | C |  |  |  | A |  | A |  | C |  | C |  | A |  | C |  | A |  | C |  | A |  | C
|  | SLOT 1 |  |  |  | SLOT 2 |  |  |  | SLOT 3 |  |  |  | SLOT 4 |  |  |  | SLOT 5 |  |  |  | SLOT 6 |  |  |  | SLOT 7 |  |  |  | SLOT 8 |  |  |  | SLOT 9 |  |  |  | SLOT 10 |  |  |  | SLOT 11 |  |  |  | SLOT 12 |  |  |  | SLOT 13 |  |  |  | SLOT 14 |  |  |  | SLOT 15 |  |  |  | SLOT 16
RACK 3 | CRATE 1 | LAYER 1 | [63 empty] | CRATE 1 | RACK 3 | D3 | D1 | D1 | D3 | D3 | D1 | D1 | D3
|  | B19 | [7 empty] | B18 | [7 empty] | B17 | [7 empty] | B16 | [7 empty] | B15 | [7 empty] | B14 | [7 empty] | B13 | [7 empty] | B12 | [9 empty] | S02 | S02 | S01 | S01 | S01 | S01 | S02 | S02
|  | S2 |  |  |  | S1 |  |  |  | S2 |  |  |  | S1 |  |  |  | S2 |  |  |  | S1 |  |  |  | S2 |  |  |  | S1 |  |  |  | S2 |  |  |  | S1 |  |  |  | S2 |  |  |  | S1 |  |  |  | S2 |  |  |  | S1 |  |  |  | S2 |  |  |  | S1 | [5 empty] | A | C | A | C | A | C | A | C
|  | A |  | C |  | A |  | C |  | A |  | C |  | A |  | C |  | A |  | C |  | A |  | C |  | A |  | C |  | A |  | C |  | A |  | C |  | A |  | C |  | A |  | C |  | A |  | C |  | A |  | C |  | A |  | C |  | A |  | C |  | A |  | C
[68 empty] | SLOT 13 |  | SLOT 14 |  | SLOT 15 |  | SLOT 16
|  | SLOT 1 |  |  |  | SLOT 2 |  |  |  | SLOT 3 |  |  |  | SLOT 4 |  |  |  | SLOT 5 |  |  |  | SLOT 6 |  |  |  | SLOT 7 |  |  |  | SLOT 8 |  |  |  | SLOT 9 |  |  |  | SLOT 10 |  |  |  | SLOT 11 |  |  |  | SLOT 12 |  |  |  | SLOT 13 |  |  |  | SLOT 14 |  |  |  | SLOT 15 |  |  |  | SLOT 16
| CRATE 2 | LAYER 1 | [63 empty] | CRATE 2
|  | B11 | [7 empty] | B10 | [7 empty] | B09 | [7 empty] | B08 | [7 empty] | B07 | [7 empty] | B06 | [7 empty] | B05 | [7 empty] | B04
|  | S2 |  |  |  | S1 |  |  |  | S2 |  |  |  | S1 |  |  |  | S2 |  |  |  | S1 |  |  |  | S2 |  |  |  | S1 |  |  |  | S2 |  |  |  | S1 |  |  |  | S2 |  |  |  | S1 |  |  |  | S2 |  |  |  | S1 |  |  |  | S2 |  |  |  | S1
|  | A |  | C |  | A |  | C |  | A |  | C |  | A |  | C |  | A |  | C |  | A |  | C |  | A |  | C |  | A |  | C |  | A |  | C |  | A |  | C |  | A |  | C |  | A |  | C |  | A |  | C |  | A |  | C |  | A |  | C |  | A |  | C
|  | SLOT 1 |  |  |  | SLOT 2 |  |  |  | SLOT 3 |  |  |  | SLOT 4 |  |  |  | SLOT 5 |  |  |  | SLOT 6 |  |  |  | SLOT 7 |  |  |  | SLOT 8 |  |  |  | SLOT 9 |  |  |  | SLOT 10 |  |  |  | SLOT 11 |  |  |  | SLOT 12 |  |  |  | SLOT 13 |  |  |  | SLOT 14 |  |  |  | SLOT 15 |  |  |  | SLOT 16
| CRATE 3 | LAYER 1 | [23 empty] | NOT USED | [7 empty] | DISK 2 | [31 empty] | CRATE 3
|  | B03 | [7 empty] | B02 | [7 empty] | B01 | [7 empty] | EMPTY | [7 empty] | S01 |  |  |  | S02 |  |  |  | S03 |  |  |  | S04 |  |  |  | S05 |  |  |  | S06 |  |  |  | S07 |  |  |  | S08
|  | S2 |  |  |  | S1 |  |  |  | S2 |  |  |  | S1 |  |  |  | S2 |  |  |  | S1
|  | A |  | C |  | A |  | C |  | A |  | C |  | A |  | C |  | A |  | C |  | A |  | C | [9 empty] | A |  | C |  | A |  | C |  | A |  | C |  | A |  | C |  | A |  | C |  | A |  | C |  | A |  | C |  | A |  | C
|  | SLOT 1 |  |  |  | SLOT 2 |  |  |  | SLOT 3 |  |  |  | SLOT 4 |  |  |  | SLOT 5 |  |  |  | SLOT 6 |  |  |  | SLOT 7 |  |  |  | SLOT 8 |  |  |  | SLOT 9 |  |  |  | SLOT 10 |  |  |  | SLOT 11 |  |  |  | SLOT 12 |  |  |  | SLOT 13 |  |  |  | SLOT 14 |  |  |  | SLOT 15 |  |  |  | SLOT 16
RACK 2 | CRATE 1 | LAYER 0 (B-LAYER) | [47 empty] | DISK 1 & 3 | [15 empty] | CRATE 1 | RACK 2
|  | B03 | [7 empty] | B02 | [15 empty] | B01 | [15 empty] | B11 | [7 empty] | D3 |  | D1 |  | D1 |  | D3 |  | D3 |  | D1 |  | D1 |  | D3
|  | S1 | [7 empty] | S2 | [7 empty] | S1 | [7 empty] | S2 | [7 empty] | S1 | [7 empty] | S2 | [7 empty] | S02 |  | S02 |  | S01 |  | S01 |  | S01 |  | S01 |  | S02 |  | S02
|  | A |  |  |  | C |  |  |  | A |  |  |  | C |  |  |  | A |  |  |  | C |  |  |  | A |  |  |  | C |  |  |  | A |  |  |  | C |  |  |  | A |  |  |  | C |  |  |  | A |  | C |  | A |  | C |  | A |  | C |  | A |  | C
|  | SLOT 1 |  |  |  | SLOT 2 |  |  |  | SLOT 3 |  |  |  | SLOT 4 |  |  |  | SLOT 5 |  |  |  | SLOT 6 |  |  |  | SLOT 7 |  |  |  | SLOT 8 |  |  |  | SLOT 9 |  |  |  | SLOT 10 |  |  |  | SLOT 11 |  |  |  | SLOT 12 |  |  |  | SLOT 13 |  |  |  | SLOT 14 |  |  |  | SLOT 15 |  |  |  | SLOT 16
| CRATE 2 | LAYER 2 | [39 empty] | EMPTY |  |  |  | DISK 1 & 3 | [19 empty] | CRATE 2
|  | B26 |  |  |  | B25 |  |  |  | B24 |  |  |  | B23 |  |  |  | B22 |  |  |  | B21 |  |  |  | B20 |  |  |  | B19 |  |  |  | B18 |  |  |  | B17 |  |  |  | EMPTY |  |  |  | D3 |  | D1 |  | D1 |  | D3 |  | D3 |  | D1 |  | D1 |  | D3 |  | D1 |  | D3
|  | S2 |  | S1 |  | S2 |  | S1 |  | S2 |  | S1 |  | S2 |  | S1 |  | S2 |  | S1 |  | S2 |  | S1 |  | S2 |  | S1 |  | S2 |  | S1 |  | S2 |  | S1 |  | S2 |  | S1 | [5 empty] | S03 |  | S03 |  | S05 |  | S05 |  | S06 |  | S06 |  | S07 |  | S07 |  | S08 |  | S08
|  | A | C | A | C | A | C | A | C | A | C | A | C | A | C | A | C | A | C | A | C | A | C | A | C | A | C | A | C | A | C | A | C | A | C | A | C | A | C | A | C
|  | SLOT 1 |  |  |  | SLOT 2 |  |  |  | SLOT 3 |  |  |  | SLOT 4 |  |  |  | SLOT 5 |  |  |  | SLOT 6 |  |  |  | SLOT 7 |  |  |  | SLOT 8 |  |  |  | SLOT 9 |  |  |  | SLOT 10 |  |  |  | SLOT 11 |  |  |  | SLOT 12 |  |  |  | SLOT 13 |  |  |  | SLOT 14 |  |  |  | SLOT 15 |  |  |  | SLOT 16
| CRATE 3 | LAYER 2 | [63 empty] | CRATE 3
|  | B16 |  |  |  | B15 |  |  |  | B14 |  |  |  | B13 |  |  |  | B12 |  |  |  | B11 |  |  |  | B10 |  |  |  | B09 |  |  |  | B08 |  |  |  | B07 |  |  |  | B06 |  |  |  | B05 |  |  |  | B04 |  |  |  | B03 |  |  |  | B02 |  |  |  | B01
|  | S2 |  | S1 |  | S2 |  | S1 |  | S2 |  | S1 |  | S2 |  | S1 |  | S2 |  | S1 |  | S2 |  | S1 |  | S2 |  | S1 |  | S2 |  | S1 |  | S2 |  | S1 |  | S2 |  | S1 |  | S2 |  | S1 |  | S2 |  | S1 |  | S2 |  | S1 |  | S2 |  | S1 |  | S2 |  | S1 |  | S2 |  | S1
|  | A | C | A | C | A | C | A | C | A | C | A | C | A | C | A | C | A | C | A | C | A | C | A | C | A | C | A | C | A | C | A | C | A | C | A | C | A | C | A | C | A | C | A | C | A | C | A | C | A | C | A | C | A | C | A | C | A | C | A | C | A | C | A | C
|  | SLOT 1 |  |  |  | SLOT 2 |  |  |  | SLOT 3 |  |  |  | SLOT 4 |  |  |  | SLOT 5 |  |  |  | SLOT 6 |  |  |  | SLOT 7 |  |  |  | SLOT 8 |  |  |  | SLOT 9 |  |  |  | SLOT 10 |  |  |  | SLOT 11 |  |  |  | SLOT 12 |  |  |  | SLOT 13 |  |  |  | SLOT 14 |  |  |  | SLOT 15 |  |  |  | SLOT 16
RACK 3 | CRATE 1 | LAYER 1 | [63 empty] | CRATE 1 | RACK 3
|  | B19 | [7 empty] | B18 | [7 empty] | B17 | [7 empty] | B16 | [7 empty] | B15 | [7 empty] | B14 | [7 empty] | B13 | [7 empty] | B12
|  | S2 |  |  |  | S1 |  |  |  | S2 |  |  |  | S1 |  |  |  | S2 |  |  |  | S1 |  |  |  | S2 |  |  |  | S1 |  |  |  | S2 |  |  |  | S1 |  |  |  | S2 |  |  |  | S1 |  |  |  | S2 |  |  |  | S1 |  |  |  | S2 |  |  |  | S1
|  | A |  | C |  | A |  | C |  | A |  | C |  | A |  | C |  | A |  | C |  | A |  | C |  | A |  | C |  | A |  | C |  | A |  | C |  | A |  | C |  | A |  | C |  | A |  | C |  | A |  | C |  | A |  | C |  | A |  | C |  | A |  | C
|  | SLOT 1 |  |  |  | SLOT 2 |  |  |  | SLOT 3 |  |  |  | SLOT 4 |  |  |  | SLOT 5 |  |  |  | SLOT 6 |  |  |  | SLOT 7 |  |  |  | SLOT 8 |  |  |  | SLOT 9 |  |  |  | SLOT 10 |  |  |  | SLOT 11 |  |  |  | SLOT 12 |  |  |  | SLOT 13 |  |  |  | SLOT 14 |  |  |  | SLOT 15 |  |  |  | SLOT 16
| CRATE 2 | LAYER 1 | [63 empty] | CRATE 2
|  | B11 | [7 empty] | B10 | [7 empty] | B09 | [7 empty] | B08 | [7 empty] | B07 | [7 empty] | B06 | [7 empty] | B05 | [7 empty] | B04
|  | S2 |  |  |  | S1 |  |  |  | S2 |  |  |  | S1 |  |  |  | S2 |  |  |  | S1 |  |  |  | S2 |  |  |  | S1 |  |  |  | S2 |  |  |  | S1 |  |  |  | S2 |  |  |  | S1 |  |  |  | S2 |  |  |  | S1 |  |  |  | S2 |  |  |  | S1
|  | A |  | C |  | A |  | C |  | A |  | C |  | A |  | C |  | A |  | C |  | A |  | C |  | A |  | C |  | A |  | C |  | A |  | C |  | A |  | C |  | A |  | C |  | A |  | C |  | A |  | C |  | A |  | C |  | A |  | C |  | A |  | C
|  | SLOT 1 |  |  |  | SLOT 2 |  |  |  | SLOT 3 |  |  |  | SLOT 4 |  |  |  | SLOT 5 |  |  |  | SLOT 6 |  |  |  | SLOT 7 |  |  |  | SLOT 8 |  |  |  | SLOT 9 |  |  |  | SLOT 10 |  |  |  | SLOT 11 |  |  |  | SLOT 12 |  |  |  | SLOT 13 |  |  |  | SLOT 14 |  |  |  | SLOT 15 |  |  |  | SLOT 16
| CRATE 3 | LAYER 1 | [23 empty] | NOT USED | [7 empty] | DISK 2 | [31 empty] | CRATE 3
|  | B03 | [7 empty] | B02 | [7 empty] | B01 | [7 empty] | EMPTY | [7 empty] | S01 |  |  |  | S02 |  |  |  | S03 |  |  |  | S04 |  |  |  | S05 |  |  |  | S06 |  |  |  | S07 |  |  |  | S08
|  | S2 |  |  |  | S1 |  |  |  | S2 |  |  |  | S1 |  |  |  | S2 |  |  |  | S1
|  | A |  | C |  | A |  | C |  | A |  | C |  | A |  | C |  | A |  | C |  | A |  | C | [9 empty] | A |  | C |  | A |  | C |  | A |  | C |  | A |  | C |  | A |  | C |  | A |  | C |  | A |  | C |  | A |  | C
|  | SLOT 1 |  |  |  | SLOT 2 |  |  |  | SLOT 3 |  |  |  | SLOT 4 |  |  |  | SLOT 5 |  |  |  | SLOT 6 |  |  |  | SLOT 7 |  |  |  | SLOT 8 |  |  |  | SLOT 9 |  |  |  | SLOT 10 |  |  |  | SLOT 11 |  |  |  | SLOT 12 |  |  |  | SLOT 13 |  |  |  | SLOT 14 |  |  |  | SLOT 15 |  |  |  | SLOT 16